{"text_format":"1","workbook":"xlsx","n_sheets":10,"sheets":["★ Introduction","1-Early Design Planning","2-Incentive Application","3-Project Input","form ends here","Version History","Lists","Quick Calc","Ops Calc","MF MSO SV"],"not_rendered":{"charts":0,"images":3,"macros":1,"external_links":0,"defined_names":51,"comments":2,"pivot_tables":0},"unopened":[],"bounds":{"document_bytes":16777216,"sheet_cells":100000,"rows_first":2000,"rows_last":500,"rows_between":2000,"halvings":0,"cell_chars":16384,"cell_head_chars":4096},"cells_cut":0,"cells_raw":0,"read":"whole","date_system":"1900"}

{"sheet":"★ Introduction","index":0,"n_rows":62,"n_cols":19,"rows_kept":62,"cut":false,"hidden":false,"merged":[[3,2,3,14],[11,2,11,9],[11,11,11,15],[13,3,15,9],[14,12,14,15],[15,12,15,15],[17,3,21,9],[38,2,38,9],[47,2,47,9],[56,2,56,9],[58,2,58,15],[22,3,25,9],[22,12,28,15],[31,3,33,9],[37,2,37,14],[27,3,30,9],[40,4,45,15],[49,4,53,15],[42,2,42,3],[51,2,51,3],[54,2,54,3]]}
[null,null,null,null,null,null,null,null,null,null,null,null,null,null,null,null,null,null,"HIDE FROM HERE ACROSS"]
[]
[null,null,"New Construction and Major Renovation Market Solution - Multifamily Overview"]
[null,null,"Participate in Energy Trust of Oregon's New Buildings program using this workbook to identify a package of measures that are designed to help multifamily projects achieve above-code levels of performance. This tool allows you to estimate the potential energy savings and incentives for improving the overall efficiency of the building design for both new construction and major renovation projects. When opening the file, ensure macros are enabled if prompted (see screenshot below), as this tool relies on the use of macros. "]
[]
[null,null,"A high performance design can:"]
[null,null,"•  Improve occupant satisfaction and productivity"]
[null,null,"•  Reduce operating costs and environmental impacts"]
[]
[]
[]
[null,null,"FOLLOW 4 SIMPLE STEPS TO PARTICIPATE"]
[]
[null,null,null,"Use the Early Design Planning worksheet to inform the design process and get an early estimate of potential savings and incentives available for your building design."]
[]
[]
[]
[null,null,null,"After inputing potential design features in Scenario 1-3, return this form to your Energy Trust Outreach Manager. An engineer will evaluate your selections and return the workbook with the results section updated to show potential savings and incentives."]
[]
[]
[]
[]
[null,null,null,"Use the results from the Early Design Planning to finalize the project design features. To apply for incentives, proceed to the Incentive Application and Project Input tabs to complete the application and input full design to finalize savings and incentive estimates. \nSign and submit your application per instructions. \nApplications approved for an incentive reservation will receive a written notice. "]
[]
[]
[]
[]
[null,null,null,"Complete installation of all required equipment in your project. Submit a payment request along with all required completion documentation, per instructions on Incentive Application. "]
[]
[]
[]
[null,null,null,"Receive incentive payment following project verification by the program."]
[]
[]
[]
[]
[null,null,"Get Started"]
[]
[null,null,"STEP 1 -- INFORM YOUR DESIGN"]
[]
[null,null,null,null,"     Use the Early Design Planning worksheet during the design process to select proposed design features. Energy Trust will run energy simulation files on up to three proposed scenarios to estimate energy savings.\n\n     Please note that all potential savings and incentives identified in the Early Design Planning Worksheet are for estimating purposes only. This worksheet is NOT an incentive offer, application, or commitment."]
[]
[null,null,"(Tab 1)"]
[]
[]
[]
[]
[null,null,"STEP 2 -- APPLY"]
[]
[null,null,null,null,"Based on the final design, add building charactaristics to the Project Input tab and complete the Incentive Application."]
[]
[null,null,"(Tab 2)"]
[]
[]
[null,null,"(Tab 3)"]
[]
[null,null,"NEED HELP?"]
[]
[null,null,"If you need further assistance using this workbook, please reach out to your Outreach Manager. If you don’t have an Outreach Manager, email newbuildings@energytrust.org."]
[null,null,null,null,null,null,null,null,null,null,null,null,null,null,null,{"$f":"'Version History'!C1","v":"2024v1.1"}]
[]
["HIDE FROM HERE DOWN"]

{"sheet":"1-Early Design Planning","index":1,"n_rows":105,"n_cols":33,"rows_kept":105,"cut":false,"hidden":false,"merged":[[21,2,22,10],[3,2,3,10],[4,2,4,10],[17,2,17,10],[88,2,92,10],[94,2,94,10],[61,2,65,2],[19,2,19,10],[71,2,71,10],[73,2,75,10],[77,2,77,10],[86,2,86,10],[30,2,39,2],[40,2,54,2],[55,2,60,2],[66,2,69,2],[26,6,26,10]]}
[null,null,null,null,null,null,null,null,null,null,null,null,null,null,"HIDE FROM HERE ACROSS"]
[]
[null,null,"Early Design Planning Tool"]
[null,null,"This worksheet is used during early design to compare the relative energy performance of multiple design scenarios using prototypical multifamily buildings. Estimates of cash incentives for the different design scenarios may be used to inform your building design."]
[null,null,"PROJECT INFORMATION"]
[]
[null,null,null,"Project Name:",null,null,null,null,"Color Legend:"]
[null,null,null,"Project City:",null,null,null,null,null,"Required"]
[null,null,null,"Project Zip Code:",null,null,null,null,null,"Autofill",null,null,null,null,null,"ASHRAE CZ:",{"$f":"IFERROR(VLOOKUP(E9,Lists!$K$19:$N$502,4,FALSE),\"\")","v":""}]
[null,null,null,"Total Square Footage:",null,null,null,null,null,"Less efficient than code"]
[null,null,null,"Project Square Footage:",null,null,null,null,null,"More efficient than code"]
[null,null,null,"Total Number of Floors:",null,null,null,null,null,"Unavailable for selection"]
[null,null,null,"Total Number of Residential Floors:"]
[null,null,null,"Building Type:",{"$f":"IF(AND(E12<>\"\",E13<>\"\"),IF(E12<4,\"Low Rise\",IF(E12<10,\"Mid Rise\",\"High Rise\")),\"\")","v":""},null,null,null,null,null,null,null,null,null,null,"Code Reference:",{"$f":"IF(E14=\"Low Rise\",\"iecc2018\",\"90.1-2019\")","v":"90.1-2019"}]
[null,null,null,"Target EUI"]
[null,null,null,"Code EUI"]
[]
[null,null,"BUILDING INFORMATION"]
[]
[null,null,"For each scenario, identify the inputs for each building characteristics identifed. Defaults are shown in italics as a guide for example scenarios that achieve each incentive tier."]
[]
[null,null,"Based on your Building Type (Low Rise, Mid Rise, or High Rise), Scenarios 1, 2, and 3 are auto-populated as examples of Good, Better, Best incentive tier. Values in blue and green can be changed to customize your project."]
[]
[]
[]
[]
[null,null,null,null,null,null,"(If you wish to populate with suggested default scenarios use the buttons above)",null,null,null,null,null,null,null,null,null,null,null,null,{"$f":"IF(T29<0.05,\"Does not qualify\",IF(T29<0.1,\"Good\",IF(T29<0.15,\"Better\",\"Best\")))","v":"Does not qualify"},{"$f":"IF(U29<0.05,\"Does not qualify\",IF(U29<0.1,\"Good\",IF(U29<0.15,\"Better\",\"Best\")))","v":"Does not qualify"},"Does not qualify"]
[null,null,null,null,null,"Predicted Tier:",{"$f":"T27","v":"Does not qualify"},null,{"$f":"U27","v":"Does not qualify"},null,{"$f":"V27","v":"Does not qualify"},null,null,null,null,"MAD Example Scenarios:",null,null,null,"EUI % savings Scorecard",null,null,null,"Restore Formulas:",null,null,null,"Best MAD Example Values:",null,null,"EUI % savings Lookups"]
[null,null,null,null,null,"Predicted Incentive:",{"$f":"IF(G28=\"Does not qualify\",\"-\",IF(G28=\"Good\",'2-Incentive Application'!$L$25*$E$11,IF(G28=\"Better\",'2-Incentive Application'!$L$26*$E$11,IF(G28=\"Best\",'2-Incentive Application'!$L$27*$E$11,\"\"))))","v":"-"},null,{"$f":"IF(I28=\"Does not qualify\",\"-\",IF(I28=\"Good\",'2-Incentive Application'!$L$25*$E$11,IF(I28=\"Better\",'2-Incentive Application'!$L$26*$E$11,IF(I28=\"Best\",'2-Incentive Application'!$L$27*$E$11,\"\"))))","v":"-"},null,{"$f":"IF(K28=\"Does not qualify\",\"-\",IF(K28=\"Good\",'2-Incentive Application'!$L$25*$E$11,IF(K28=\"Better\",'2-Incentive Application'!$L$26*$E$11,IF(K28=\"Best\",'2-Incentive Application'!$L$27*$E$11,\"\"))))","v":"-"},null,null,null,null,"Good","Better","Best",null,{"$f":"SUM(T31:T70)","v":0},{"$f":"SUM(U31:U70)","v":0},{"$f":"SUM(V31:V70)","v":0},null,null,null,null,null,"Not used",null,null,{"$f":"HLOOKUP($E$14&$Q$9,Lists!$DU$2:$DZ$3,2,FALSE)","v":{"$error":"#N/A"}},{"$f":"HLOOKUP($E$14&$Q$9,Lists!$DU$2:$DZ$3,2,FALSE)","v":{"$error":"#N/A"}},{"$f":"HLOOKUP($E$14&$Q$9,Lists!$DU$2:$DZ$3,2,FALSE)","v":{"$error":"#N/A"}}]
[null,null,null,"Building Characteristics","Code Reference Values","Unit of Measure","Scenario 1","Unit of Measure","Scenario 2","Unit of Measure","Scenario 3","Unit of Measure",null,null,null,"Scenario 1","Scenario 2","Scenario 3",null,1,2,3,null,"Scenario 1","Scenario 2","Scenario 3",null,"Modeled Value","Derate Factor",null,1,2,3]
[null,null,"Envelope","Wall Insulation - continuous insulation (R-value)",{"$f":"IF(AND($E$14<>\"\",$Q$9<>\"\"),VLOOKUP($E$14&$Q$9,Lists!$CB$19:$DA$24,O31,FALSE),\"\")","v":""},"R-value",null,"R-value",null,"R-value",null,"R-value",null,null,4,{"$f":"VLOOKUP($P$29&$E$14&$Q$9,Lists!$CB$31:$CZ$49,$O31+1,FALSE)","v":{"$error":"#N/A"}},{"$f":"VLOOKUP($Q$29&$E$14&$Q$9,Lists!$CB$31:$CZ$49,$O31+1,FALSE)","v":{"$error":"#N/A"}},{"$f":"VLOOKUP($R$29&$E$14&$Q$9,Lists!$CB$31:$CZ$49,$O31+1,FALSE)","v":{"$error":"#N/A"}},null,{"$f":"IFERROR(VLOOKUP(AE31,Lists!$DT$5:$DZ$30,AE$29,FALSE),0)","v":0},{"$f":"IFERROR(VLOOKUP(AF31,Lists!$DT$5:$DZ$30,AF$29,FALSE),0)","v":0},{"$f":"IFERROR(VLOOKUP(AG31,Lists!$DT$5:$DZ$30,AG$29,FALSE),0)","v":0},null,{"$f":"$P31","v":{"$error":"#N/A"}},{"$f":"$Q31","v":{"$error":"#N/A"}},{"$f":"$R31","v":{"$error":"#N/A"}},null,16,{"$f":"IFERROR(1/COUNTIF($S$31:$S$70,S31),0)","v":0},null,{"$f":"IF(G31=\"\",0,IF(G31>$E31,\"E2\",0))","v":0},{"$f":"IF(I31=\"\",0,IF(I31>$E31,\"E2\",0))","v":0},{"$f":"IF(K31=\"\",0,IF(K31>$E31,\"E2\",0))","v":0}]
[null,null,null,"Wall Insulation - cavity (R-value)",{"$f":"IF(AND($E$14<>\"\",$Q$9<>\"\"),VLOOKUP($E$14&$Q$9,Lists!$CB$19:$DA$24,O32,FALSE),\"\")","v":""},"R-value",null,"R-value",null,"R-value",null,"R-value",null,null,5,{"$f":"VLOOKUP($P$29&$E$14&$Q$9,Lists!$CB$31:$CZ$49,$O32+1,FALSE)","v":{"$error":"#N/A"}},{"$f":"VLOOKUP($Q$29&$E$14&$Q$9,Lists!$CB$31:$CZ$49,$O32+1,FALSE)","v":{"$error":"#N/A"}},{"$f":"VLOOKUP($R$29&$E$14&$Q$9,Lists!$CB$31:$CZ$49,$O32+1,FALSE)","v":{"$error":"#N/A"}},null,{"$f":"IFERROR(VLOOKUP(AE32,Lists!$DT$5:$DZ$30,AE$29,FALSE),0)","v":0},{"$f":"IFERROR(VLOOKUP(AF32,Lists!$DT$5:$DZ$30,AF$29,FALSE),0)","v":0},{"$f":"IFERROR(VLOOKUP(AG32,Lists!$DT$5:$DZ$30,AG$29,FALSE),0)","v":0},null,{"$f":"$P32","v":{"$error":"#N/A"}},{"$f":"$Q32","v":{"$error":"#N/A"}},{"$f":"$R32","v":{"$error":"#N/A"}},null,21,{"$f":"IFERROR(1/COUNTIF($S$31:$S$70,S32),0)","v":0},null,{"$f":"IF(G32=\"\",0,IF(AND(G32>$E32,AE31=0),\"E2\",0))","v":0},{"$f":"IF(I32=\"\",0,IF(AND(I32>$E32,AF31=0),\"E2\",0))","v":0},{"$f":"IF(K32=\"\",0,IF(AND(K32>$E32,AG31=0),\"E2\",0))","v":0}]
[null,null,null,"Roof Insulation - entirely above deck (R-value)",{"$f":"IF(AND($E$14<>\"\",$Q$9<>\"\"),VLOOKUP($E$14&$Q$9,Lists!$CB$19:$DA$24,O33,FALSE),\"\")","v":""},"R-value",null,"R-value",null,"R-value",null,"R-value",null,null,6,{"$f":"VLOOKUP($P$29&$E$14&$Q$9,Lists!$CB$31:$CZ$49,$O33+1,FALSE)","v":{"$error":"#N/A"}},{"$f":"VLOOKUP($Q$29&$E$14&$Q$9,Lists!$CB$31:$CZ$49,$O33+1,FALSE)","v":{"$error":"#N/A"}},{"$f":"VLOOKUP($R$29&$E$14&$Q$9,Lists!$CB$31:$CZ$49,$O33+1,FALSE)","v":{"$error":"#N/A"}},null,{"$f":"IFERROR(VLOOKUP(AE33,Lists!$DT$5:$DZ$30,AE$29,FALSE),0)","v":0},{"$f":"IFERROR(VLOOKUP(AF33,Lists!$DT$5:$DZ$30,AF$29,FALSE),0)","v":0},{"$f":"IFERROR(VLOOKUP(AG33,Lists!$DT$5:$DZ$30,AG$29,FALSE),0)","v":0},null,{"$error":"#N/A"},{"$error":"#N/A"},{"$error":"#N/A"},null,49,0,null,{"$f":"IF(G33=\"\",0,IF(G33>$E33,\"E3\",0))","v":0},{"$f":"IF(I33=\"\",0,IF(I33>$E33,\"E3\",0))","v":0},{"$f":"IF(K33=\"\",0,IF(K33>$E33,\"E3\",0))","v":0}]
[null,null,null,"Attic Roof Insulation - Cavity (R-value)",{"$f":"IF(AND($E$14<>\"\",$Q$9<>\"\"),VLOOKUP($E$14&$Q$9,Lists!$CB$19:$DA$24,O34,FALSE),\"\")","v":""},"R-value",null,"R-value",null,"R-value",null,"R-value",null,null,7,{"$f":"VLOOKUP($P$29&$E$14&$Q$9,Lists!$CB$31:$CZ$49,$O34+1,FALSE)","v":{"$error":"#N/A"}},{"$f":"VLOOKUP($Q$29&$E$14&$Q$9,Lists!$CB$31:$CZ$49,$O34+1,FALSE)","v":{"$error":"#N/A"}},{"$f":"VLOOKUP($R$29&$E$14&$Q$9,Lists!$CB$31:$CZ$49,$O34+1,FALSE)","v":{"$error":"#N/A"}},null,{"$f":"IFERROR(VLOOKUP(AE34,Lists!$DT$5:$DZ$30,AE$29,FALSE),0)","v":0},{"$f":"IFERROR(VLOOKUP(AF34,Lists!$DT$5:$DZ$30,AF$29,FALSE),0)","v":0},{"$f":"IFERROR(VLOOKUP(AG34,Lists!$DT$5:$DZ$30,AG$29,FALSE),0)","v":0},null,{"$error":"#N/A"},{"$error":"#N/A"},{"$error":"#N/A"},null,0,0]
[null,null,null,"Foundation Insulation (R-value) ",{"$f":"IF(AND($E$14<>\"\",$Q$9<>\"\"),VLOOKUP($E$14&$Q$9,Lists!$CB$19:$DA$24,O35,FALSE),\"\")","v":""},"R-value",null,"R-value",null,"R-value",null,"R-value",null,null,8,{"$f":"VLOOKUP($P$29&$E$14&$Q$9,Lists!$CB$31:$CZ$49,$O35+1,FALSE)","v":{"$error":"#N/A"}},{"$f":"VLOOKUP($Q$29&$E$14&$Q$9,Lists!$CB$31:$CZ$49,$O35+1,FALSE)","v":{"$error":"#N/A"}},{"$f":"VLOOKUP($R$29&$E$14&$Q$9,Lists!$CB$31:$CZ$49,$O35+1,FALSE)","v":{"$error":"#N/A"}},null,{"$f":"IFERROR(VLOOKUP(AE35,Lists!$DT$5:$DZ$30,AE$29,FALSE),0)","v":0},{"$f":"IFERROR(VLOOKUP(AF35,Lists!$DT$5:$DZ$30,AF$29,FALSE),0)","v":0},{"$f":"IFERROR(VLOOKUP(AG35,Lists!$DT$5:$DZ$30,AG$29,FALSE),0)","v":0},null,{"$error":"#N/A"},{"$error":"#N/A"},{"$error":"#N/A"},null,25,0,null,{"$f":"IF(G35=\"\",0,IF(G35>$E35,\"E2\",0))","v":0},{"$f":"IF(I35=\"\",0,IF(I35>$E35,\"E2\",0))","v":0},{"$f":"IF(K35=\"\",0,IF(K35>$E35,\"E2\",0))","v":0}]
[null,null,null,"Air Tightness (CFM/sq ft at 0.3 in)",{"$f":"IF(AND($E$14<>\"\",$Q$9<>\"\"),VLOOKUP($E$14&$Q$9,Lists!$CB$19:$DA$24,O36,FALSE),\"\")","v":""},"cfm/sq ft at 0.3 inH2O",null,"cfm/sq ft at 0.3 inH2O",null,"cfm/sq ft at 0.3 inH2O",null,"cfm/sq ft at 0.3 inH2O",null,null,9,{"$f":"VLOOKUP($P$29&$E$14&$Q$9,Lists!$CB$31:$CZ$49,$O36+1,FALSE)","v":{"$error":"#N/A"}},{"$f":"VLOOKUP($Q$29&$E$14&$Q$9,Lists!$CB$31:$CZ$49,$O36+1,FALSE)","v":{"$error":"#N/A"}},{"$f":"VLOOKUP($R$29&$E$14&$Q$9,Lists!$CB$31:$CZ$49,$O36+1,FALSE)","v":{"$error":"#N/A"}},null,{"$f":"IFERROR(VLOOKUP(AE36,Lists!$DT$5:$DZ$30,AE$29,FALSE),0)","v":0},{"$f":"IFERROR(VLOOKUP(AF36,Lists!$DT$5:$DZ$30,AF$29,FALSE),0)","v":0},{"$f":"IFERROR(VLOOKUP(AG36,Lists!$DT$5:$DZ$30,AG$29,FALSE),0)","v":0},null,{"$error":"#N/A"},{"$error":"#N/A"},{"$error":"#N/A"},null,0.08,0,null,{"$f":"IF(G36=\"\",0,IF(G36<$E36,\"E4\",0))","v":0},{"$f":"IF(I36=\"\",0,IF(I36<$E36,\"E4\",0))","v":0},{"$f":"IF(K36=\"\",0,IF(K36<$E36,\"E4\",0))","v":0}]
[null,null,null,"Window - U-Value",{"$f":"IF(AND($E$14<>\"\",$Q$9<>\"\"),VLOOKUP($E$14&$Q$9,Lists!$CB$19:$DA$24,O37,FALSE),\"\")","v":""},"U-value",null,"U-value",null,"U-value",null,"U-value",null,null,10,{"$f":"VLOOKUP($P$29&$E$14&$Q$9,Lists!$CB$31:$CZ$49,$O37+1,FALSE)","v":{"$error":"#N/A"}},{"$f":"VLOOKUP($Q$29&$E$14&$Q$9,Lists!$CB$31:$CZ$49,$O37+1,FALSE)","v":{"$error":"#N/A"}},{"$f":"VLOOKUP($R$29&$E$14&$Q$9,Lists!$CB$31:$CZ$49,$O37+1,FALSE)","v":{"$error":"#N/A"}},null,{"$f":"IFERROR(VLOOKUP(AE37,Lists!$DT$5:$DZ$30,AE$29,FALSE),0)","v":0},{"$f":"IFERROR(VLOOKUP(AF37,Lists!$DT$5:$DZ$30,AF$29,FALSE),0)","v":0},{"$f":"IFERROR(VLOOKUP(AG37,Lists!$DT$5:$DZ$30,AG$29,FALSE),0)","v":0},null,{"$error":"#N/A"},{"$error":"#N/A"},{"$error":"#N/A"},null,0.22,0,null,{"$f":"IF(G37=\"\",0,IF(G37<$E37,\"E1\",0))","v":0},{"$f":"IF(I37=\"\",0,IF(I37<$E37,\"E1\",0))","v":0},{"$f":"IF(K37=\"\",0,IF(K37<$E37,\"E1\",0))","v":0}]
[null,null,null,"Window - SHGC",{"$f":"IF(AND($E$14<>\"\",$Q$9<>\"\"),VLOOKUP($E$14&$Q$9,Lists!$CB$19:$DA$24,O38,FALSE),\"\")","v":""},"SHGC",null,"SHGC",null,"SHGC",null,"SHGC",null,null,11,{"$f":"VLOOKUP($P$29&$E$14&$Q$9,Lists!$CB$31:$CZ$49,$O38+1,FALSE)","v":{"$error":"#N/A"}},{"$f":"VLOOKUP($Q$29&$E$14&$Q$9,Lists!$CB$31:$CZ$49,$O38+1,FALSE)","v":{"$error":"#N/A"}},{"$f":"VLOOKUP($R$29&$E$14&$Q$9,Lists!$CB$31:$CZ$49,$O38+1,FALSE)","v":{"$error":"#N/A"}},null,{"$f":"IFERROR(VLOOKUP(AE38,Lists!$DT$5:$DZ$30,AE$29,FALSE),0)","v":0},{"$f":"IFERROR(VLOOKUP(AF38,Lists!$DT$5:$DZ$30,AF$29,FALSE),0)","v":0},{"$f":"IFERROR(VLOOKUP(AG38,Lists!$DT$5:$DZ$30,AG$29,FALSE),0)","v":0},null,{"$error":"#N/A"},{"$error":"#N/A"},{"$error":"#N/A"},null,0.28000000000000003,0,null,{"$f":"IF(G38=\"\",0,IF(AND(G38<$E38,AE37=0),\"E1\",0))","v":0},{"$f":"IF(I38=\"\",0,IF(AND(I38<$E38,AF37=0),\"E1\",0))","v":0},{"$f":"IF(K38=\"\",0,IF(AND(K38<$E38,AG37=0),\"E2\",0))","v":0}]
[null,null,null,"Window-to-Wall Ratio",{"$f":"IF(AND($E$14<>\"\",$Q$9<>\"\"),IF(G39>0.4,0.4,IF(G39=\"\",VLOOKUP($E$14&$Q$9,Lists!$CB$19:$DA$24,O39,FALSE),G39)),\"\")","v":""},"n/a",null,"n/a",null,"n/a",null,"n/a",null,null,12,{"$f":"VLOOKUP($P$29&$E$14&$Q$9,Lists!$CB$31:$CZ$49,$O39+1,FALSE)","v":{"$error":"#N/A"}},{"$f":"VLOOKUP($Q$29&$E$14&$Q$9,Lists!$CB$31:$CZ$49,$O39+1,FALSE)","v":{"$error":"#N/A"}},{"$f":"VLOOKUP($R$29&$E$14&$Q$9,Lists!$CB$31:$CZ$49,$O39+1,FALSE)","v":{"$error":"#N/A"}},null,{"$f":"IFERROR(VLOOKUP(AE39,Lists!$DT$5:$DZ$30,AE$29,FALSE),0)","v":0},{"$f":"IFERROR(VLOOKUP(AF39,Lists!$DT$5:$DZ$30,AF$29,FALSE),0)","v":0},{"$f":"IFERROR(VLOOKUP(AG39,Lists!$DT$5:$DZ$30,AG$29,FALSE),0)","v":0},null,{"$error":"#N/A"},{"$error":"#N/A"},{"$error":"#N/A"},null,0.25,0,null,{"$f":"IF(G39=\"\",0,IF(G39<$E39,\"E5\",0))","v":0},{"$f":"IF(I39=\"\",0,IF(I39<$E39,\"E5\",0))","v":0},{"$f":"IF(K39=\"\",0,IF(K39<$E39,\"E5\",0))","v":0}]
[null,null,null,"Window Overhangs (Y or N)",{"$f":"IF(AND($E$14<>\"\",$Q$9<>\"\"),VLOOKUP($E$14&$Q$9,Lists!$CB$19:$DA$24,O40,FALSE),\"\")","v":""},"n/a",null,"n/a",null,"n/a",null,"n/a",null,null,13,{"$f":"VLOOKUP($P$29&$E$14&$Q$9,Lists!$CB$31:$CZ$49,$O40+1,FALSE)","v":{"$error":"#N/A"}},{"$f":"VLOOKUP($Q$29&$E$14&$Q$9,Lists!$CB$31:$CZ$49,$O40+1,FALSE)","v":{"$error":"#N/A"}},{"$f":"VLOOKUP($R$29&$E$14&$Q$9,Lists!$CB$31:$CZ$49,$O40+1,FALSE)","v":{"$error":"#N/A"}},null,{"$f":"IFERROR(VLOOKUP(AE40,Lists!$DT$5:$DZ$30,AE$29,FALSE),0)","v":0},{"$f":"IFERROR(VLOOKUP(AF40,Lists!$DT$5:$DZ$30,AF$29,FALSE),0)","v":0},{"$f":"IFERROR(VLOOKUP(AG40,Lists!$DT$5:$DZ$30,AG$29,FALSE),0)","v":0},null,{"$error":"#N/A"},{"$error":"#N/A"},{"$error":"#N/A"},null,"Y",0,null,{"$f":"IF(G40=\"Y\",\"E6\",0)","v":0},{"$f":"IF(I40=\"Y\",\"E6\",0)","v":0},{"$f":"IF(K40=\"Y\",\"E6\",0)","v":0}]
[null,null,"Heating, Ventilating, and Air Conditioning System","Cooling System Type",{"$f":"IF(AND($E$14<>\"\",$Q$9<>\"\"),\"PTAC - DX coils\",\"\")","v":""},"n/a",null,"n/a",null,"n/a",null,"n/a",null,null,26,{"$f":"VLOOKUP($P$29&$E$14&$Q$9,Lists!$CB$31:$DP$49,$O41+1,FALSE)","v":{"$error":"#N/A"}},{"$f":"VLOOKUP($Q$29&$E$14&$Q$9,Lists!$CB$31:$DP$49,$O41+1,FALSE)","v":{"$error":"#N/A"}},{"$f":"VLOOKUP($R$29&$E$14&$Q$9,Lists!$CB$31:$DP$49,$O41+1,FALSE)","v":{"$error":"#N/A"}},null,{"$f":"IFERROR(VLOOKUP(AE41,Lists!$DT$5:$DZ$30,AE$29,FALSE),0)","v":0},{"$f":"IFERROR(VLOOKUP(AF41,Lists!$DT$5:$DZ$30,AF$29,FALSE),0)","v":0},{"$f":"IFERROR(VLOOKUP(AG41,Lists!$DT$5:$DZ$30,AG$29,FALSE),0)","v":0},null,{"$error":"#N/A"},{"$error":"#N/A"},{"$error":"#N/A"},null,null,0,null,{"$f":"IFERROR(VLOOKUP(G41,Lists!$EB$5:$EC$7,2,FALSE),0)","v":0},{"$f":"IFERROR(VLOOKUP(I41,Lists!$EB$5:$EC$7,2,FALSE),0)","v":0},{"$f":"IFERROR(VLOOKUP(K41,Lists!$EB$5:$EC$7,2,FALSE),0)","v":0}]
[null,null,null,"Cooling Efficiency",{"$f":"IF(AND($E$14<>\"\",$Q$9<>\"\"),10.4,\"\")","v":""},"EER",null,"EER",null,"EER",null,"EER",null,null,27,{"$f":"VLOOKUP($P$29&$E$14&$Q$9,Lists!$CB$31:$DP$49,$O42+1,FALSE)","v":{"$error":"#N/A"}},{"$f":"VLOOKUP($Q$29&$E$14&$Q$9,Lists!$CB$31:$DP$49,$O42+1,FALSE)","v":{"$error":"#N/A"}},{"$f":"VLOOKUP($R$29&$E$14&$Q$9,Lists!$CB$31:$DP$49,$O42+1,FALSE)","v":{"$error":"#N/A"}},null,{"$f":"IFERROR(VLOOKUP(AE42,Lists!$DT$5:$DZ$30,AE$29,FALSE),0)","v":0},{"$f":"IFERROR(VLOOKUP(AF42,Lists!$DT$5:$DZ$30,AF$29,FALSE),0)","v":0},{"$f":"IFERROR(VLOOKUP(AG42,Lists!$DT$5:$DZ$30,AG$29,FALSE),0)","v":0},null,{"$error":"#N/A"},{"$error":"#N/A"},{"$error":"#N/A"},null,12,0]
[null,null,null,"Heating Fuel",{"$f":"IF(AND($E$14<>\"\",$Q$9<>\"\"),\"Gas\",\"\")","v":""},"n/a",null,"n/a",null,"n/a",null,"n/a",null,null,28,{"$f":"VLOOKUP($P$29&$E$14&$Q$9,Lists!$CB$31:$DP$49,$O43+1,FALSE)","v":{"$error":"#N/A"}},{"$f":"VLOOKUP($Q$29&$E$14&$Q$9,Lists!$CB$31:$DP$49,$O43+1,FALSE)","v":{"$error":"#N/A"}},{"$f":"VLOOKUP($R$29&$E$14&$Q$9,Lists!$CB$31:$DP$49,$O43+1,FALSE)","v":{"$error":"#N/A"}},null,{"$f":"IFERROR(VLOOKUP(AE43,Lists!$DT$5:$DZ$30,AE$29,FALSE),0)","v":0},{"$f":"IFERROR(VLOOKUP(AF43,Lists!$DT$5:$DZ$30,AF$29,FALSE),0)","v":0},{"$f":"IFERROR(VLOOKUP(AG43,Lists!$DT$5:$DZ$30,AG$29,FALSE),0)","v":0},null,{"$error":"#N/A"},{"$error":"#N/A"},{"$error":"#N/A"},null,null,0]
[null,null,null,"Heating System Type",{"$f":"IF(AND($E$14<>\"\",$Q$9<>\"\"),\"PTAC - HW coils (NG boiler)\",\"\")","v":""},"n/a",null,"n/a",null,"n/a",null,"n/a",null,null,29,{"$f":"VLOOKUP($P$29&$E$14&$Q$9,Lists!$CB$31:$DP$49,$O44+1,FALSE)","v":{"$error":"#N/A"}},{"$f":"VLOOKUP($Q$29&$E$14&$Q$9,Lists!$CB$31:$DP$49,$O44+1,FALSE)","v":{"$error":"#N/A"}},{"$f":"VLOOKUP($R$29&$E$14&$Q$9,Lists!$CB$31:$DP$49,$O44+1,FALSE)","v":{"$error":"#N/A"}},null,{"$f":"IFERROR(VLOOKUP(AE44,Lists!$DT$5:$DZ$30,AE$29,FALSE),0)","v":0},{"$f":"IFERROR(VLOOKUP(AF44,Lists!$DT$5:$DZ$30,AF$29,FALSE),0)","v":0},{"$f":"IFERROR(VLOOKUP(AG44,Lists!$DT$5:$DZ$30,AG$29,FALSE),0)","v":0},null,{"$error":"#N/A"},{"$error":"#N/A"},{"$error":"#N/A"},null,null,0,null,{"$f":"VLOOKUP(G44,Lists!$EB$10:$EC$15,2,FALSE)","v":{"$error":"#N/A"}},{"$f":"VLOOKUP(I44,Lists!$EB$10:$EC$15,2,FALSE)","v":{"$error":"#N/A"}},{"$f":"VLOOKUP(K44,Lists!$EB$10:$EC$15,2,FALSE)","v":{"$error":"#N/A"}}]
[null,null,null,"Heating Efficiency",{"$f":"IF(AND($E$14<>\"\",$Q$9<>\"\"),0.82,\"\")","v":""},"Et",null,"Et",null,"COP",null,"COP",null,null,30,{"$f":"VLOOKUP($P$29&$E$14&$Q$9,Lists!$CB$31:$DP$49,$O45+1,FALSE)","v":{"$error":"#N/A"}},{"$f":"VLOOKUP($Q$29&$E$14&$Q$9,Lists!$CB$31:$DP$49,$O45+1,FALSE)","v":{"$error":"#N/A"}},{"$f":"VLOOKUP($R$29&$E$14&$Q$9,Lists!$CB$31:$DP$49,$O45+1,FALSE)","v":{"$error":"#N/A"}},null,{"$f":"IFERROR(VLOOKUP(AE45,Lists!$DT$5:$DZ$30,AE$29,FALSE),0)","v":0},{"$f":"IFERROR(VLOOKUP(AF45,Lists!$DT$5:$DZ$30,AF$29,FALSE),0)","v":0},{"$f":"IFERROR(VLOOKUP(AG45,Lists!$DT$5:$DZ$30,AG$29,FALSE),0)","v":0},null,{"$error":"#N/A"},{"$error":"#N/A"},{"$error":"#N/A"},null,3.7,0]
[null,null,null,"Dedicated Outside Air System (Y or N)",{"$f":"IF(AND($E$14<>\"\",$Q$9<>\"\"),\"N\",\"\")","v":""},"n/a",null,"n/a",null,"n/a",null,"n/a",null,null,31,{"$f":"VLOOKUP($P$29&$E$14&$Q$9,Lists!$CB$31:$DP$49,$O46+1,FALSE)","v":{"$error":"#N/A"}},{"$f":"VLOOKUP($Q$29&$E$14&$Q$9,Lists!$CB$31:$DP$49,$O46+1,FALSE)","v":{"$error":"#N/A"}},{"$f":"VLOOKUP($R$29&$E$14&$Q$9,Lists!$CB$31:$DP$49,$O46+1,FALSE)","v":{"$error":"#N/A"}},null,{"$f":"IFERROR(VLOOKUP(AE46,Lists!$DT$5:$DZ$30,AE$29,FALSE),0)","v":0},{"$f":"IFERROR(VLOOKUP(AF46,Lists!$DT$5:$DZ$30,AF$29,FALSE),0)","v":0},{"$f":"IFERROR(VLOOKUP(AG46,Lists!$DT$5:$DZ$30,AG$29,FALSE),0)","v":0},null,{"$error":"#N/A"},{"$error":"#N/A"},{"$error":"#N/A"},null,"Y",0]
[null,null,null,"Outside Air Heating Coil Type",{"$f":"IF(AND($E$14<>\"\",$Q$9<>\"\"),\"n/a\",\"\")","v":""},"n/a",null,"n/a",null,"n/a",null,"n/a",null,null,32,{"$f":"VLOOKUP($P$29&$E$14&$Q$9,Lists!$CB$31:$DP$49,$O47+1,FALSE)","v":{"$error":"#N/A"}},{"$f":"VLOOKUP($Q$29&$E$14&$Q$9,Lists!$CB$31:$DP$49,$O47+1,FALSE)","v":{"$error":"#N/A"}},{"$f":"VLOOKUP($R$29&$E$14&$Q$9,Lists!$CB$31:$DP$49,$O47+1,FALSE)","v":{"$error":"#N/A"}},null,{"$f":"IFERROR(VLOOKUP(AE47,Lists!$DT$5:$DZ$30,AE$29,FALSE),0)","v":0},{"$f":"IFERROR(VLOOKUP(AF47,Lists!$DT$5:$DZ$30,AF$29,FALSE),0)","v":0},{"$f":"IFERROR(VLOOKUP(AG47,Lists!$DT$5:$DZ$30,AG$29,FALSE),0)","v":0},null,{"$error":"#N/A"},{"$error":"#N/A"},{"$error":"#N/A"},null,null,0]
[null,null,null,"Outside Air Heating Coil Efficiency",{"$f":"IF(AND($E$14<>\"\",$Q$9<>\"\"),\"n/a\",\"\")","v":""},"n/a",null,"Et",null,"Et",null,"Et",null,null,33,{"$f":"VLOOKUP($P$29&$E$14&$Q$9,Lists!$CB$31:$DP$49,$O48+1,FALSE)","v":{"$error":"#N/A"}},{"$f":"VLOOKUP($Q$29&$E$14&$Q$9,Lists!$CB$31:$DP$49,$O48+1,FALSE)","v":{"$error":"#N/A"}},{"$f":"VLOOKUP($R$29&$E$14&$Q$9,Lists!$CB$31:$DP$49,$O48+1,FALSE)","v":{"$error":"#N/A"}},null,{"$f":"IFERROR(VLOOKUP(AE48,Lists!$DT$5:$DZ$30,AE$29,FALSE),0)","v":0},{"$f":"IFERROR(VLOOKUP(AF48,Lists!$DT$5:$DZ$30,AF$29,FALSE),0)","v":0},{"$f":"IFERROR(VLOOKUP(AG48,Lists!$DT$5:$DZ$30,AG$29,FALSE),0)","v":0},null,{"$error":"#N/A"},{"$error":"#N/A"},{"$error":"#N/A"},null,0.96,0]
[null,null,null,"Outside Air Cooling Coil Type",{"$f":"IF(AND($E$14<>\"\",$Q$9<>\"\"),\"n/a\",\"\")","v":""},"n/a",null,"n/a",null,"n/a",null,"n/a",null,null,34,{"$f":"VLOOKUP($P$29&$E$14&$Q$9,Lists!$CB$31:$DP$49,$O49+1,FALSE)","v":{"$error":"#N/A"}},{"$f":"VLOOKUP($Q$29&$E$14&$Q$9,Lists!$CB$31:$DP$49,$O49+1,FALSE)","v":{"$error":"#N/A"}},{"$f":"VLOOKUP($R$29&$E$14&$Q$9,Lists!$CB$31:$DP$49,$O49+1,FALSE)","v":{"$error":"#N/A"}},null,{"$f":"IFERROR(VLOOKUP(AE49,Lists!$DT$5:$DZ$30,AE$29,FALSE),0)","v":0},{"$f":"IFERROR(VLOOKUP(AF49,Lists!$DT$5:$DZ$30,AF$29,FALSE),0)","v":0},{"$f":"IFERROR(VLOOKUP(AG49,Lists!$DT$5:$DZ$30,AG$29,FALSE),0)","v":0},null,{"$error":"#N/A"},{"$error":"#N/A"},{"$error":"#N/A"},null,null,0]
[null,null,null,"Outside Air Cooling Coil Efficiency",{"$f":"IF(AND($E$14<>\"\",$Q$9<>\"\"),\"n/a\",\"\")","v":""},"n/a",null,"EER",null,"EER",null,"EER",null,null,35,{"$f":"VLOOKUP($P$29&$E$14&$Q$9,Lists!$CB$31:$DP$49,$O50+1,FALSE)","v":{"$error":"#N/A"}},{"$f":"VLOOKUP($Q$29&$E$14&$Q$9,Lists!$CB$31:$DP$49,$O50+1,FALSE)","v":{"$error":"#N/A"}},{"$f":"VLOOKUP($R$29&$E$14&$Q$9,Lists!$CB$31:$DP$49,$O50+1,FALSE)","v":{"$error":"#N/A"}},null,{"$f":"IFERROR(VLOOKUP(AE50,Lists!$DT$5:$DZ$30,AE$29,FALSE),0)","v":0},{"$f":"IFERROR(VLOOKUP(AF50,Lists!$DT$5:$DZ$30,AF$29,FALSE),0)","v":0},{"$f":"IFERROR(VLOOKUP(AG50,Lists!$DT$5:$DZ$30,AG$29,FALSE),0)","v":0},null,{"$error":"#N/A"},{"$error":"#N/A"},{"$error":"#N/A"},null,14.5,0]
[null,null,null,"Heat Recovery (Y or N)",{"$f":"IF(AND($E$14<>\"\",$Q$9<>\"\"),\"Y\",\"\")","v":""},"n/a","Y","n/a","Y","n/a","Y","n/a",null,null,36,{"$f":"VLOOKUP($P$29&$E$14&$Q$9,Lists!$CB$31:$DP$49,$O51+1,FALSE)","v":{"$error":"#N/A"}},{"$f":"VLOOKUP($Q$29&$E$14&$Q$9,Lists!$CB$31:$DP$49,$O51+1,FALSE)","v":{"$error":"#N/A"}},{"$f":"VLOOKUP($R$29&$E$14&$Q$9,Lists!$CB$31:$DP$49,$O51+1,FALSE)","v":{"$error":"#N/A"}},null,{"$f":"IFERROR(VLOOKUP(AE51,Lists!$DT$5:$DZ$30,AE$29,FALSE),0)","v":0},{"$f":"IFERROR(VLOOKUP(AF51,Lists!$DT$5:$DZ$30,AF$29,FALSE),0)","v":0},{"$f":"IFERROR(VLOOKUP(AG51,Lists!$DT$5:$DZ$30,AG$29,FALSE),0)","v":0},null,{"$error":"#N/A"},{"$error":"#N/A"},{"$error":"#N/A"},null,"Y",0]
[null,null,null,"Heat Recovery Sensible Efficiency",{"$f":"IF(AND($E$14<>\"\",$Q$9<>\"\"),0.6,\"\")","v":""},"n/a",null,"n/a",null,"n/a",null,"n/a",null,null,37,{"$f":"VLOOKUP($P$29&$E$14&$Q$9,Lists!$CB$31:$DP$49,$O52+1,FALSE)","v":{"$error":"#N/A"}},{"$f":"VLOOKUP($Q$29&$E$14&$Q$9,Lists!$CB$31:$DP$49,$O52+1,FALSE)","v":{"$error":"#N/A"}},{"$f":"VLOOKUP($R$29&$E$14&$Q$9,Lists!$CB$31:$DP$49,$O52+1,FALSE)","v":{"$error":"#N/A"}},null,{"$f":"IFERROR(VLOOKUP(AE52,Lists!$DT$5:$DZ$30,AE$29,FALSE),0)","v":0},{"$f":"IFERROR(VLOOKUP(AF52,Lists!$DT$5:$DZ$30,AF$29,FALSE),0)","v":0},{"$f":"IFERROR(VLOOKUP(AG52,Lists!$DT$5:$DZ$30,AG$29,FALSE),0)","v":0},null,{"$error":"#N/A"},{"$error":"#N/A"},{"$error":"#N/A"},null,0.8,0]
[null,null,null,"Heat Recovery Latent Efficiency",{"$f":"IF(AND($E$14<>\"\",$Q$9<>\"\"),0.6,\"\")","v":""},"n/a",null,"n/a",null,"n/a",null,"n/a",null,null,38,{"$f":"VLOOKUP($P$29&$E$14&$Q$9,Lists!$CB$31:$DP$49,$O53+1,FALSE)","v":{"$error":"#N/A"}},{"$f":"VLOOKUP($Q$29&$E$14&$Q$9,Lists!$CB$31:$DP$49,$O53+1,FALSE)","v":{"$error":"#N/A"}},{"$f":"VLOOKUP($R$29&$E$14&$Q$9,Lists!$CB$31:$DP$49,$O53+1,FALSE)","v":{"$error":"#N/A"}},null,{"$f":"IFERROR(VLOOKUP(AE53,Lists!$DT$5:$DZ$30,AE$29,FALSE),0)","v":0},{"$f":"IFERROR(VLOOKUP(AF53,Lists!$DT$5:$DZ$30,AF$29,FALSE),0)","v":0},{"$f":"IFERROR(VLOOKUP(AG53,Lists!$DT$5:$DZ$30,AG$29,FALSE),0)","v":0},null,{"$error":"#N/A"},{"$error":"#N/A"},{"$error":"#N/A"},null,0.8,0]
[null,null,null,"Bath Fan (Y or N)",{"$f":"IF(AND($E$14<>\"\",$Q$9<>\"\"),\"Y\",\"\")","v":""},"n/a",null,"n/a",null,"n/a",null,"n/a",null,null,39,{"$f":"VLOOKUP($P$29&$E$14&$Q$9,Lists!$CB$31:$DP$49,$O54+1,FALSE)","v":{"$error":"#N/A"}},{"$f":"VLOOKUP($Q$29&$E$14&$Q$9,Lists!$CB$31:$DP$49,$O54+1,FALSE)","v":{"$error":"#N/A"}},{"$f":"VLOOKUP($R$29&$E$14&$Q$9,Lists!$CB$31:$DP$49,$O54+1,FALSE)","v":{"$error":"#N/A"}},null,{"$f":"IFERROR(VLOOKUP(AE54,Lists!$DT$5:$DZ$30,AE$29,FALSE),0)","v":0},{"$f":"IFERROR(VLOOKUP(AF54,Lists!$DT$5:$DZ$30,AF$29,FALSE),0)","v":0},{"$f":"IFERROR(VLOOKUP(AG54,Lists!$DT$5:$DZ$30,AG$29,FALSE),0)","v":0},null,{"$error":"#N/A"},{"$error":"#N/A"},{"$error":"#N/A"},null,"Y",0]
[null,null,null,"Bath Fan Efficiency (W/cfm)",{"$f":"IF(AND($E$14<>\"\",$Q$9<>\"\"),1/2.8,\"\")","v":""},"W/cfm",null,"W/cfm",null,"W/cfm",null,"W/cfm",null,null,40,{"$f":"VLOOKUP($P$29&$E$14&$Q$9,Lists!$CB$31:$DP$49,$O55+1,FALSE)","v":{"$error":"#N/A"}},{"$f":"VLOOKUP($Q$29&$E$14&$Q$9,Lists!$CB$31:$DP$49,$O55+1,FALSE)","v":{"$error":"#N/A"}},{"$f":"VLOOKUP($R$29&$E$14&$Q$9,Lists!$CB$31:$DP$49,$O55+1,FALSE)","v":{"$error":"#N/A"}},null,{"$f":"IFERROR(VLOOKUP(AE55,Lists!$DT$5:$DZ$30,AE$29,FALSE),0)","v":0},{"$f":"IFERROR(VLOOKUP(AF55,Lists!$DT$5:$DZ$30,AF$29,FALSE),0)","v":0},{"$f":"IFERROR(VLOOKUP(AG55,Lists!$DT$5:$DZ$30,AG$29,FALSE),0)","v":0},null,{"$error":"#N/A"},{"$error":"#N/A"},{"$error":"#N/A"},null,0.1,0,null,{"$f":"IF(G55=\"\",0,IF(G55<$E55,\"H8\",0))","v":0},{"$f":"IF(I55=\"\",0,IF(I55<$E55,\"H8\",0))","v":0},{"$f":"IF(K55=\"\",0,IF(K55<$E55,\"H8\",0))","v":0}]
[null,null,"Lighting","In-unit Lighting Power Density (W/sq ft)",{"$f":"IF(AND($E$14<>\"\",$Q$9<>\"\"),VLOOKUP($E$14&$Q$9,Lists!$CB$19:$DA$24,O56,FALSE),\"\")","v":""},"W/sq ft",null,"W/sq ft",null,"W/sq ft",null,"W/sq ft",null,null,14,{"$f":"VLOOKUP($P$29&$E$14&$Q$9,Lists!$CB$31:$CZ$49,$O56+1,FALSE)","v":{"$error":"#N/A"}},{"$f":"VLOOKUP($Q$29&$E$14&$Q$9,Lists!$CB$31:$CZ$49,$O56+1,FALSE)","v":{"$error":"#N/A"}},{"$f":"VLOOKUP($R$29&$E$14&$Q$9,Lists!$CB$31:$CZ$49,$O56+1,FALSE)","v":{"$error":"#N/A"}},null,{"$f":"IFERROR(VLOOKUP(AE56,Lists!$DT$5:$DZ$30,AE$29,FALSE),0)","v":0},{"$f":"IFERROR(VLOOKUP(AF56,Lists!$DT$5:$DZ$30,AF$29,FALSE),0)","v":0},{"$f":"IFERROR(VLOOKUP(AG56,Lists!$DT$5:$DZ$30,AG$29,FALSE),0)","v":0},null,{"$error":"#N/A"},{"$error":"#N/A"},{"$error":"#N/A"},null,0.216,0,null,{"$f":"IF(G56=\"\",0,IF(G56<$E56,\"L3\",0))","v":0},{"$f":"IF(I56=\"\",0,IF(I56<$E56,\"L3\",0))","v":0},{"$f":"IF(K56=\"\",0,IF(K56<$E56,\"L3\",0))","v":0}]
[null,null,null,"Corridor Lighting Power Density (W/sq ft)",{"$f":"IF(AND($E$14<>\"\",$Q$9<>\"\"),VLOOKUP($E$14&$Q$9,Lists!$CB$19:$DA$24,O57,FALSE),\"\")","v":""},"W/sq ft",null,"W/sq ft",null,"W/sq ft",null,"W/sq ft",null,null,15,{"$f":"VLOOKUP($P$29&$E$14&$Q$9,Lists!$CB$31:$CZ$49,$O57+1,FALSE)","v":{"$error":"#N/A"}},{"$f":"VLOOKUP($Q$29&$E$14&$Q$9,Lists!$CB$31:$CZ$49,$O57+1,FALSE)","v":{"$error":"#N/A"}},{"$f":"VLOOKUP($R$29&$E$14&$Q$9,Lists!$CB$31:$CZ$49,$O57+1,FALSE)","v":{"$error":"#N/A"}},null,{"$f":"IFERROR(VLOOKUP(AE57,Lists!$DT$5:$DZ$30,AE$29,FALSE),0)","v":0},{"$f":"IFERROR(VLOOKUP(AF57,Lists!$DT$5:$DZ$30,AF$29,FALSE),0)","v":0},{"$f":"IFERROR(VLOOKUP(AG57,Lists!$DT$5:$DZ$30,AG$29,FALSE),0)","v":0},null,{"$error":"#N/A"},{"$error":"#N/A"},{"$error":"#N/A"},null,0.35,0,null,{"$f":"IF(G57=\"\",0,IF(AND(G57<$E57,AE56=0),\"L3\",0))","v":0},{"$f":"IF(I57=\"\",0,IF(AND(I57<$E57,AF56=0),\"L3\",0))","v":0},{"$f":"IF(K57=\"\",0,IF(AND(K57<$E57, AG56=0),\"L3\",0))","v":0}]
[null,null,null,"Office Lighting Power Density (W/sq ft)",{"$f":"IF(AND($E$14<>\"\",$Q$9<>\"\"),VLOOKUP($E$14&$Q$9,Lists!$CB$19:$DA$24,O58,FALSE),\"\")","v":""},"W/sq ft",null,"W/sq ft",null,"W/sq ft",null,"W/sq ft",null,null,16,{"$f":"VLOOKUP($P$29&$E$14&$Q$9,Lists!$CB$31:$CZ$49,$O58+1,FALSE)","v":{"$error":"#N/A"}},{"$f":"VLOOKUP($Q$29&$E$14&$Q$9,Lists!$CB$31:$CZ$49,$O58+1,FALSE)","v":{"$error":"#N/A"}},{"$f":"VLOOKUP($R$29&$E$14&$Q$9,Lists!$CB$31:$CZ$49,$O58+1,FALSE)","v":{"$error":"#N/A"}},null,{"$f":"IFERROR(VLOOKUP(AE58,Lists!$DT$5:$DZ$30,AE$29,FALSE),0)","v":0},{"$f":"IFERROR(VLOOKUP(AF58,Lists!$DT$5:$DZ$30,AF$29,FALSE),0)","v":0},{"$f":"IFERROR(VLOOKUP(AG58,Lists!$DT$5:$DZ$30,AG$29,FALSE),0)","v":0},null,{"$error":"#N/A"},{"$error":"#N/A"},{"$error":"#N/A"},null,0.35,0,null,{"$f":"IF(G58=\"\",0,IF(AND(G58<$E58,AE57=0,AE56=0),\"L3\",0))","v":0},{"$f":"IF(I58=\"\",0,IF(AND(I58<$E58,AF57=0,AF56=0),\"L3\",0))","v":0},{"$f":"IF(K58=\"\",0,IF(AND(K58<$E58, AG57=0,AG56=0),\"L3\",0))","v":0}]
[null,null,null,"Elevator Lighting Power Density (W/sq ft)",{"$f":"IF(AND($E$14<>\"\",$Q$9<>\"\"),VLOOKUP($E$14&$Q$9,Lists!$CB$19:$DA$24,O59,FALSE),\"\")","v":""},"W/sq ft",null,"W/sq ft",null,"W/sq ft",null,"W/sq ft",null,null,17,{"$f":"VLOOKUP($P$29&$E$14&$Q$9,Lists!$CB$31:$CZ$49,$O59+1,FALSE)","v":{"$error":"#N/A"}},{"$f":"VLOOKUP($Q$29&$E$14&$Q$9,Lists!$CB$31:$CZ$49,$O59+1,FALSE)","v":{"$error":"#N/A"}},{"$f":"VLOOKUP($R$29&$E$14&$Q$9,Lists!$CB$31:$CZ$49,$O59+1,FALSE)","v":{"$error":"#N/A"}},null,{"$f":"IFERROR(VLOOKUP(AE59,Lists!$DT$5:$DZ$30,AE$29,FALSE),0)","v":0},{"$f":"IFERROR(VLOOKUP(AF59,Lists!$DT$5:$DZ$30,AF$29,FALSE),0)","v":0},{"$f":"IFERROR(VLOOKUP(AG59,Lists!$DT$5:$DZ$30,AG$29,FALSE),0)","v":0},null,{"$error":"#N/A"},{"$error":"#N/A"},{"$error":"#N/A"},null,0.35,0,null,{"$f":"IF(G59=\"\",0,IF(AND(G59<$E59,AE58=0,AE57=0,AE56=0),\"L3\",0))","v":0},{"$f":"IF(I59=\"\",0,IF(AND(I59<$E59,AF58=0,AF57=0,AF56=0),\"L3\",0))","v":0},{"$f":"IF(K59=\"\",0,IF(AND(K59<$E59, AG58=0,AG57=0,AG56=0),\"L3\",0))","v":0}]
[null,null,null,"Bi-level Lighting Control in Corridors\n(mid- and high-rise only)",{"$f":"IF(AND($E$14<>\"\",$Q$9<>\"\"),VLOOKUP($E$14&$Q$9,Lists!$CB$19:$DA$24,O60,FALSE),\"\")","v":""},"n/a",null,"n/a",null,"n/a",null,"n/a",null,null,18,{"$f":"VLOOKUP($P$29&$E$14&$Q$9,Lists!$CB$31:$CZ$49,$O60+1,FALSE)","v":{"$error":"#N/A"}},{"$f":"VLOOKUP($Q$29&$E$14&$Q$9,Lists!$CB$31:$CZ$49,$O60+1,FALSE)","v":{"$error":"#N/A"}},{"$f":"VLOOKUP($R$29&$E$14&$Q$9,Lists!$CB$31:$CZ$49,$O60+1,FALSE)","v":{"$error":"#N/A"}},null,{"$f":"IFERROR(VLOOKUP(AE60,Lists!$DT$5:$DZ$30,AE$29,FALSE),0)","v":0},{"$f":"IFERROR(VLOOKUP(AF60,Lists!$DT$5:$DZ$30,AF$29,FALSE),0)","v":0},{"$f":"IFERROR(VLOOKUP(AG60,Lists!$DT$5:$DZ$30,AG$29,FALSE),0)","v":0},null,{"$error":"#N/A"},{"$error":"#N/A"},{"$error":"#N/A"},null,"Y",0,null,{"$f":"IF(G60=\"Y\",\"L1\",0)","v":0},{"$f":"IF(I60=\"Y\",\"L1\",0)","v":0},{"$f":"IF(K60=\"Y\",\"L1\",0)","v":0}]
[null,null,null,"Exterior Lighting (% better than code)",{"$f":"IF(AND($E$14<>\"\",$Q$9<>\"\"),VLOOKUP($E$14&$Q$9,Lists!$CB$19:$DA$24,O61,FALSE),\"\")","v":""},"n/a",null,"n/a",null,"n/a",null,"n/a",null,null,19,{"$f":"VLOOKUP($P$29&$E$14&$Q$9,Lists!$CB$31:$CZ$49,$O61+1,FALSE)","v":{"$error":"#N/A"}},{"$f":"VLOOKUP($Q$29&$E$14&$Q$9,Lists!$CB$31:$CZ$49,$O61+1,FALSE)","v":{"$error":"#N/A"}},{"$f":"VLOOKUP($R$29&$E$14&$Q$9,Lists!$CB$31:$CZ$49,$O61+1,FALSE)","v":{"$error":"#N/A"}},null,{"$f":"IFERROR(VLOOKUP(AE61,Lists!$DT$5:$DZ$30,AE$29,FALSE),0)","v":0},{"$f":"IFERROR(VLOOKUP(AF61,Lists!$DT$5:$DZ$30,AF$29,FALSE),0)","v":0},{"$f":"IFERROR(VLOOKUP(AG61,Lists!$DT$5:$DZ$30,AG$29,FALSE),0)","v":0},null,{"$error":"#N/A"},{"$error":"#N/A"},{"$error":"#N/A"},null,0.3,0,null,{"$f":"IF(G61=\"\",0,IF(G61>0,\"L2\",0))","v":0},{"$f":"IF(I61=\"\",0,IF(I61>0,\"L2\",0))","v":0},{"$f":"IF(K61=\"\",0,IF(K61>0,\"L2\",0))","v":0}]
[null,null,"Domestic Hot Water","Domestic Hot Water Fuel",{"$f":"IF(AND($E$14<>\"\",$Q$9<>\"\"),\"Gas\",\"\")","v":""},"n/a",null,"n/a",null,"n/a",null,"n/a",null,null,20,{"$f":"VLOOKUP($P$29&$E$14&$Q$9,Lists!$CB$31:$CZ$49,$O62+1,FALSE)","v":{"$error":"#N/A"}},{"$f":"VLOOKUP($Q$29&$E$14&$Q$9,Lists!$CB$31:$CZ$49,$O62+1,FALSE)","v":{"$error":"#N/A"}},{"$f":"VLOOKUP($R$29&$E$14&$Q$9,Lists!$CB$31:$CZ$49,$O62+1,FALSE)","v":{"$error":"#N/A"}},null,{"$f":"IFERROR(VLOOKUP(AE62,Lists!$DT$5:$DZ$30,AE$29,FALSE),0)","v":0},{"$f":"IFERROR(VLOOKUP(AF62,Lists!$DT$5:$DZ$30,AF$29,FALSE),0)","v":0},{"$f":"IFERROR(VLOOKUP(AG62,Lists!$DT$5:$DZ$30,AG$29,FALSE),0)","v":0},null,{"$error":"#N/A"},{"$error":"#N/A"},{"$error":"#N/A"},null,null,0]
[null,null,null,"Water Heater Type",{"$f":"IF(AND($E$14<>\"\",$Q$9<>\"\"),VLOOKUP($E$14&$Q$9,Lists!$CB$19:$DA$24,O63,FALSE),\"\")","v":""},"n/a",null,"n/a",null,"n/a",null,"n/a",null,null,21,{"$f":"VLOOKUP($P$29&$E$14&$Q$9,Lists!$CB$31:$CZ$49,$O63+1,FALSE)","v":{"$error":"#N/A"}},{"$f":"VLOOKUP($Q$29&$E$14&$Q$9,Lists!$CB$31:$CZ$49,$O63+1,FALSE)","v":{"$error":"#N/A"}},{"$f":"VLOOKUP($R$29&$E$14&$Q$9,Lists!$CB$31:$CZ$49,$O63+1,FALSE)","v":{"$error":"#N/A"}},null,{"$f":"IFERROR(VLOOKUP(AE63,Lists!$DT$5:$DZ$30,AE$29,FALSE),0)","v":0},{"$f":"IFERROR(VLOOKUP(AF63,Lists!$DT$5:$DZ$30,AF$29,FALSE),0)","v":0},{"$f":"IFERROR(VLOOKUP(AG63,Lists!$DT$5:$DZ$30,AG$29,FALSE),0)","v":0},null,{"$error":"#N/A"},{"$error":"#N/A"},{"$error":"#N/A"},null,null,0,null,{"$f":"VLOOKUP(G63,Lists!$EB$17:$EC$22,2,FALSE)","v":{"$error":"#N/A"}},{"$f":"VLOOKUP(I63,Lists!$EB$17:$EC$22,2,FALSE)","v":{"$error":"#N/A"}},{"$f":"VLOOKUP(K63,Lists!$EB$17:$EC$22,2,FALSE)","v":{"$error":"#N/A"}}]
[null,null,null,"Water Heater Efficiency",{"$f":"IF(AND($E$14<>\"\",$Q$9<>\"\"),VLOOKUP($E$14&$Q$9,Lists!$CB$19:$DA$24,O64,FALSE),\"\")","v":""},"Et",null,"Et",null,"Et",null,"COP",null,null,22,{"$f":"VLOOKUP($P$29&$E$14&$Q$9,Lists!$CB$31:$CZ$49,$O64+1,FALSE)","v":{"$error":"#N/A"}},{"$f":"VLOOKUP($Q$29&$E$14&$Q$9,Lists!$CB$31:$CZ$49,$O64+1,FALSE)","v":{"$error":"#N/A"}},{"$f":"VLOOKUP($R$29&$E$14&$Q$9,Lists!$CB$31:$CZ$49,$O64+1,FALSE)","v":{"$error":"#N/A"}},null,{"$f":"IFERROR(VLOOKUP(AE64,Lists!$DT$5:$DZ$30,AE$29,FALSE),0)","v":0},{"$f":"IFERROR(VLOOKUP(AF64,Lists!$DT$5:$DZ$30,AF$29,FALSE),0)","v":0},{"$f":"IFERROR(VLOOKUP(AG64,Lists!$DT$5:$DZ$30,AG$29,FALSE),0)","v":0},null,{"$error":"#N/A"},{"$error":"#N/A"},{"$error":"#N/A"},null,2.85,0]
[null,null,null,"Kitchen Aerator Flow (GPM)",{"$f":"IF(AND($E$14<>\"\",$Q$9<>\"\"),VLOOKUP($E$14&$Q$9,Lists!$CB$19:$DA$24,O65,FALSE),\"\")","v":""},"gpm",null,"gpm",null,"gpm",null,"gpm",null,null,23,{"$f":"VLOOKUP($P$29&$E$14&$Q$9,Lists!$CB$31:$CZ$49,$O65+1,FALSE)","v":{"$error":"#N/A"}},{"$f":"VLOOKUP($Q$29&$E$14&$Q$9,Lists!$CB$31:$CZ$49,$O65+1,FALSE)","v":{"$error":"#N/A"}},{"$f":"VLOOKUP($R$29&$E$14&$Q$9,Lists!$CB$31:$CZ$49,$O65+1,FALSE)","v":{"$error":"#N/A"}},null,{"$f":"IFERROR(VLOOKUP(AE65,Lists!$DT$5:$DZ$30,AE$29,FALSE),0)","v":0},{"$f":"IFERROR(VLOOKUP(AF65,Lists!$DT$5:$DZ$30,AF$29,FALSE),0)","v":0},{"$f":"IFERROR(VLOOKUP(AG65,Lists!$DT$5:$DZ$30,AG$29,FALSE),0)","v":0},null,{"$error":"#N/A"},{"$error":"#N/A"},{"$error":"#N/A"},null,1,0,null,{"$f":"IF(G65=\"\",0,IF(G65<$E65,\"D1\",0))","v":0},{"$f":"IF(I65=\"\",0,IF(I65<$E65,\"D1\",0))","v":0},{"$f":"IF(K65=\"\",0,IF(K65<$E65,\"D1\",0))","v":0}]
[null,null,null,"Bath Aerator Flow (GPM)",{"$f":"IF(AND($E$14<>\"\",$Q$9<>\"\"),VLOOKUP($E$14&$Q$9,Lists!$CB$19:$DA$24,O66,FALSE),\"\")","v":""},"gpm",null,"gpm",null,"gpm",null,"gpm",null,null,24,{"$f":"VLOOKUP($P$29&$E$14&$Q$9,Lists!$CB$31:$CZ$49,$O66+1,FALSE)","v":{"$error":"#N/A"}},{"$f":"VLOOKUP($Q$29&$E$14&$Q$9,Lists!$CB$31:$CZ$49,$O66+1,FALSE)","v":{"$error":"#N/A"}},{"$f":"VLOOKUP($R$29&$E$14&$Q$9,Lists!$CB$31:$CZ$49,$O66+1,FALSE)","v":{"$error":"#N/A"}},null,{"$f":"IFERROR(VLOOKUP(AE66,Lists!$DT$5:$DZ$30,AE$29,FALSE),0)","v":0},{"$f":"IFERROR(VLOOKUP(AF66,Lists!$DT$5:$DZ$30,AF$29,FALSE),0)","v":0},{"$f":"IFERROR(VLOOKUP(AG66,Lists!$DT$5:$DZ$30,AG$29,FALSE),0)","v":0},null,{"$error":"#N/A"},{"$error":"#N/A"},{"$error":"#N/A"},null,1,0,null,{"$f":"IF(G66=\"\",0,IF(AND(G66<$E66,AE65=0),\"D1\",0))","v":0},{"$f":"IF(I66=\"\",0,IF(AND(I66<$E66,AF65=0),\"D1\",0))","v":0},{"$f":"IF(K66=\"\",0,IF(AND(K66<$E66,AG65=0),\"D1\",0))","v":0}]
[null,null,"Appliances (In-Unit)","ENERGY STAR® Refrigerators (Y or N)",{"$f":"IF(AND($E$14<>\"\",$Q$9<>\"\"),\"N\",\"\")","v":""},"n/a",null,"n/a",null,"n/a",null,"n/a",null,null,null,"N","N","N",null,{"$f":"IFERROR(VLOOKUP(AE67,Lists!$DT$5:$DZ$30,AE$29,FALSE),0)","v":0},{"$f":"IFERROR(VLOOKUP(AF67,Lists!$DT$5:$DZ$30,AF$29,FALSE),0)","v":0},{"$f":"IFERROR(VLOOKUP(AG67,Lists!$DT$5:$DZ$30,AG$29,FALSE),0)","v":0},null,"N","N","N",null,"Y",0,null,{"$f":"IF(G67=\"Y\",\"A2\",0)","v":0},{"$f":"IF(I67=\"Y\",\"A2\",0)","v":0},{"$f":"IF(K67=\"Y\",\"A2\",0)","v":0}]
[null,null,null,"ENERGY STAR® Clothes washers (Y or N)",{"$f":"IF(AND($E$14<>\"\",$Q$9<>\"\"),\"N\",\"\")","v":""},"n/a",null,"n/a",null,"n/a",null,"n/a",null,null,null,"N","N","N",null,{"$f":"IFERROR(VLOOKUP(AE68,Lists!$DT$5:$DZ$30,AE$29,FALSE),0)","v":0},{"$f":"IFERROR(VLOOKUP(AF68,Lists!$DT$5:$DZ$30,AF$29,FALSE),0)","v":0},{"$f":"IFERROR(VLOOKUP(AG68,Lists!$DT$5:$DZ$30,AG$29,FALSE),0)","v":0},null,"N","N","N",null,"Y",0,null,{"$f":"IF(G68=\"Y\",\"A3\",0)","v":0},{"$f":"IF(I68=\"Y\",\"A3\",0)","v":0},{"$f":"IF(K68=\"Y\",\"A3\",0)","v":0}]
[null,null,null,"ENERGY STAR® Electric Dryers (Y or N)","","n/a",null,"n/a",null,"n/a",null,"n/a",null,null,null,"N","N","N",null,{"$f":"IFERROR(VLOOKUP(AE69,Lists!$DT$5:$DZ$30,AE$29,FALSE),0)","v":0},{"$f":"IFERROR(VLOOKUP(AF69,Lists!$DT$5:$DZ$30,AF$29,FALSE),0)","v":0},{"$f":"IFERROR(VLOOKUP(AG69,Lists!$DT$5:$DZ$30,AG$29,FALSE),0)","v":0},null,"N","N","N",null,"Y",0,null,{"$f":"IF(G69=\"Y\",\"A4\",0)","v":0},{"$f":"IF(I69=\"Y\",\"A4\",0)","v":0},{"$f":"IF(K69=\"Y\",\"A4\",0)","v":0}]
[null,null,null,"ENERGY STAR® Dishwashers (Y or N)","","n/a",null,"n/a",null,"n/a",null,"n/a",null,null,null,"N","N","N",null,{"$f":"IFERROR(VLOOKUP(AE70,Lists!$DT$5:$DZ$30,AE$29,FALSE),0)","v":0},{"$f":"IFERROR(VLOOKUP(AF70,Lists!$DT$5:$DZ$30,AF$29,FALSE),0)","v":0},{"$f":"IFERROR(VLOOKUP(AG70,Lists!$DT$5:$DZ$30,AG$29,FALSE),0)","v":0},null,"N","N","N",null,"Y",0,null,{"$f":"IF(G70=\"Y\",\"A1\",0)","v":0},{"$f":"IF(I70=\"Y\",\"A1\",0)","v":0},{"$f":"IF(K70=\"Y\",\"A1\",0)","v":0}]
[]
[null,null,"NEXT STEPS",null,null,null,null,null,null,null,null,null,null,null,null,{"$f":"\"Heat\"&G43","v":"Heat"},{"$f":"\"Heat\"&I43","v":"Heat"},{"$f":"\"Heat\"&K43","v":"Heat"}]
[null,null,null,null,null,null,null,null,null,null,null,null,null,null,null,{"$f":"\"DHW\"&G62","v":"DHW"},{"$f":"\"DHW\"&I62","v":"DHW"},{"$f":"\"DHW\"&K62","v":"DHW"}]
[null,null,"Once the project team has identified one to three different suites of measures (under Scenarios 1 to 3 above), Energy Trust will run energy simulation files to produce energy savings potential. As this requires access to specific software (Energy Plus energy modeling software), results will be returned to the project team, typically within 3 to 5 business days."]
[]
[]
[]
[null,null,"RESULTS"]
[]
[null,null,null,"Project Name:",{"$f":"IF(E7<>\"\",E7,\"\")","v":""}]
[null,null,null,"Project City:",{"$f":"IF(E8<>\"\",E8,\"\")","v":""}]
[null,null,null,"Project Zip Code:",{"$f":"IF(E9<>\"\",E9,\"\")","v":""}]
[null,null,null,"Total Square Footage:",{"$f":"IF(E10<>\"\",E10,\"\")","v":""}]
[null,null,null,"Project Square Footage:",{"$f":"IF(E11<>\"\",E11,\"\")","v":""}]
[null,null,null,"Building Type:",{"$f":"IF(E14<>\"\",E14,\"\")","v":""}]
[]
[null,null,"Note regarding the estimated energy savings:"]
[]
[null,null,"The following results are based on an analysis of low-, mid-, and high-rise buildings based on the US Department of Energy Commercial and Residential Prototype Building Models. Model results are used to demonstrate the relative savings potential of a suite of energy efficiency upgrades, as defined in the scenarios put into this Early Design Planning tab, over a baseline energy model that meets the New Buildings program requirements. Results are not predictive of actual energy use once the project is completed and occupied."]
[]
[]
[]
[]
[]
[null,null,"Estimated Project Savings and Incentives for Prototypical Buildings"]
[]
[null,null,null,null,null,null,"Scenario 1",null,"Scenario 2",null,"Scenario 3"]
[null,null,null,"Estimated EUI Reduction (kBtu/sf/yr)",null,null,{"$f":"'Ops Calc'!F103","v":0},null,{"$f":"'Ops Calc'!H103","v":0},null,{"$f":"'Ops Calc'!J103","v":0}]
[null,null,null,"Estimated EUI Reduction (%)",null,null,{"$f":"'Ops Calc'!F104","v":0},null,{"$f":"'Ops Calc'!H104","v":0},null,{"$f":"'Ops Calc'!J104","v":0}]
[null,null,null,"Estimated Energy Savings (kWh/yr)",null,null,{"$f":"ROUND('Ops Calc'!F105,2)","v":0},null,{"$f":"ROUND('Ops Calc'!H105,2)","v":0},null,{"$f":"ROUND('Ops Calc'!J105,2)","v":0}]
[null,null,null,"Estimated Energy Savings (therms/yr)",null,null,{"$f":"ROUND('Ops Calc'!F106,2)","v":0},null,{"$f":"ROUND('Ops Calc'!H106,2)","v":0},null,{"$f":"ROUND('Ops Calc'!J106,2)","v":0}]
[null,null,null,"Estimated Project Incentives ($)",null,null,{"$f":"IF(G99<0.05,\"Does not qualify\",IF(G99<0.1,ROUND('2-Incentive Application'!$L$25*$E$11,2),IF(G99<0.15,ROUND('2-Incentive Application'!$L$26*$E$11,2),ROUND('2-Incentive Application'!$L$27*$E$11,2))))","v":"Does not qualify"},null,{"$f":"IF(I99<0.05,\"Does not qualify\",IF(I99<0.1,ROUND('2-Incentive Application'!$L$25*$E$11,2),IF(I99<0.15,ROUND('2-Incentive Application'!$L$26*$E$11,2),ROUND('2-Incentive Application'!$L$27*$E$11,2))))","v":"Does not qualify"},null,{"$f":"IF(K99<0.05,\"Does not qualify\",IF(K99<0.1,ROUND('2-Incentive Application'!$L$25*$E$11,2),IF(K99<0.15,ROUND('2-Incentive Application'!$L$26*$E$11,2),ROUND('2-Incentive Application'!$L$27*$E$11,2))))","v":"Does not qualify"},null,null,null,null,null,null,{"$f":"Q100*G102","v":{"$error":"#VALUE!"}}]
[null,null,null,null,null,null,null,null,null,null,null,{"$f":"'Version History'!C1","v":"2024v1.1"},null,null,null,null,null,{"$f":"R102/G100","v":{"$error":"#VALUE!"}}]
[]
["HIDE FROM HERE DOWN"]

{"sheet":"2-Incentive Application","index":2,"n_rows":46,"n_cols":36,"rows_kept":46,"cut":false,"hidden":false,"merged":[[10,2,10,33],[5,1,5,33],[6,1,6,33],[7,1,7,33],[9,16,9,26],[23,1,23,2],[23,3,23,10],[23,11,23,18],[11,3,11,29],[12,2,12,33],[13,2,13,33],[14,2,14,33],[16,3,16,33],[17,2,17,33],[18,2,18,33],[19,1,19,33],[22,1,22,18],[30,1,30,33],[24,1,24,2],[24,3,24,10],[24,11,24,18],[25,1,25,2],[25,3,25,10],[25,11,25,18],[26,1,26,2],[26,3,26,10],[26,11,26,18],[27,27,27,33],[28,1,28,33],[42,1,42,19],[42,20,42,26],[42,27,42,33],[21,1,21,33],[36,1,36,33],[37,1,38,33],[39,1,39,33],[40,1,40,14],[40,15,40,26],[40,27,40,33],[31,8,31,20],[31,25,31,33],[32,8,32,20],[32,27,32,33],[34,13,34,20],[34,27,34,33]]}
[null,null,null,null,null,null,null,null,null,null,null,null,null,null,null,null,null,null,null,null,null,null,null,null,null,null,null,null,null,null,null,null,null,null,null,"HIDE FROM HERE ACROSS"]
[null,"Multifamily"]
[null,"New Buildings l Incentive Application l 520MF-2021"]
[]
[]
[null,"OVERVIEW AND ELIGIBILITY"]
[null,"A signed copy of Form 510A: Project Enrollment Application must accompany or precede this workbook, and only those projects approved for enrollment by the New Buildings program (Program) can apply for incentive funding. If you are interested in pursuing efficiency measures not included on this form, please contact the Program for eligibility.\n\nThis is a whole building packaged offering open to multifamily properties committed to acheiving at least 5% savings over the code-minimum performance. This Incentive Application must be submitted to the Program electronically in the Excel worksheet format along with all required documentation. Any equipment that, either separately or as part of a project, has or will receive an incentive from any other Energy Trust offering is ineligible. This Incentive Application applies only to projects permitted under the 2021 Oregon Energy Efficiency Specialty Code."]
[null,"STEPS TO PARTICIPATE"]
[]
[null,"1. ","Successfully enroll your project as described in",null,null,null,null,null,null,null,null,null,null,null,null,null,"Form 510A: Project Enrollment Application."]
[null,"2. ","Complete this Incentive Application and the Market Solutions Workbook tabs 1 through 3, and submit to the Program, along with the required supporting documentation:"]
[null,null,null,"» Project plans or drawing\n» Luminare schedule\n» Equipment schedules\n» Product cutsheets or submittal package\n» ComCheck (if available)\n\n"]
[null,"3. ","Following its review of the application, Energy Trust will notify Project Owner via email of its decision. If the application is approved for an incentive reservation, you will receive a written notice. The incentive reservation notice will inform Project Owner of the estimated incentive and incentive reservation period (i.e., the deadline to install the equipment and submit all required completion documentation)."]
[null,"4. ","Install the energy-efficient equipment."]
[null,"5. ","To request payment, submit the following to the Program, before the established incentive reservation deadline, for verification:"]
[null,null,null,"» Complete, signed",null,null,null,null,"Form 540PR: Payment Request "]
[null,null,null,"» Submit a revised Market Solutions Workbook (updated tab 3) if the installed equipment differs from initial submittal, along with updated supporting documentation\n» Additional information as requested by the Program\n» Payment documentation (suppliers or contractors can send copies of the invoices directly to the Program)\n» Project Owner's current W-9 (if not previously submitted)"]
[null,null,"If Project Owner applies for additional installation incentives using other Energy Trust tools, workbooks or forms, the Program will combine all approved installation incentives into one payment and only one signed Payment Request is required."]
[null,"6. ","A site verification visit may be required by the Program prior to final payment."]
[null,"INCENTIVE CALCULATION"]
[]
[null,"The incentive is calculated based on total square footage of living units and common areas (corridors and rental office only), according to three tiers of energy savings. "]
[null,"Multifamily Incentives"]
[null,"Tier",null,"% EUI Savings Range",null,null,null,null,null,null,null,"Incentive per Sq. Ft."]
[null,"Good",null,"5%-10%",null,null,null,null,null,null,null,0.2]
[null,"Better",null,"10%-15%",null,null,null,null,null,null,null,0.3]
[null,"Best",null,">15%",null,null,null,null,null,null,null,0.5]
[null,null,"Based on the design features you have selected in this workbook, your incentive is estimated at:",null,null,null,null,null,null,null,null,null,null,null,null,null,null,null,null,null,null,null,null,null,null,null,null,{"$f":"'3-Project Input'!G101","v":"Does not qualify"}]
[null,"No incentives are reserved unless an incentive reservation is issued in response to this application. Reserved amounts are estimates only and the final amount may vary depending on actual qualifying equipment installed and operating as verified by the Program. Incentives are based on the estimated annual energy savings of the installed equipment and are subject to Program per-project installation incentive caps. "]
[]
[null,"PROJECT INFORMATION"]
[null,"Project Owner Name",null,null,null,null,null,null,null,null,null,null,null,null,null,null,null,null,null,null,null,null,"Company"]
[null,"Building/Project Name",null,null,null,null,null,null,null,null,null,null,null,null,null,null,null,null,null,null,null,null,"Project ID (if known)"]
[]
[null,"Expected Construction Completion Date",null,null,null,null,null,null,null,null,null,null,null,null,null,null,null,null,null,null,null,null,"Project Size (Sq. Ft.)"]
[]
[null,"SUBMITTAL"]
[null,"By typing or printing my name below, I represent to Energy Trust that (i) I have completed this application completely, truthfully and accurately to the best of my knowledge, (ii) I have read, understand and agree that the terms and conditions contained in this Incentive Application are in addition to, and governed by, Project Owner’s Project Enrollment Application agreement with Energy Trust for the identified project; (iii) I am authorized to enter into this agreement on behalf of the named Project Owner; and (iv) all of the information in the submitted Project Enrollment Application agreement remains true and correct as of the date of this submission. "]
[]
[null,"SUBMITTED BY: (Must be an authorized representative of Project Owner)"]
[]
[null,"Type or Print Name Here",null,null,null,null,null,null,null,null,null,null,null,null,null,"Title",null,null,null,null,null,null,null,null,null,null,null,"Date"]
[]
[null,"Firm name",null,null,null,null,null,null,null,null,null,null,null,null,null,null,null,null,null,null,"Phone",null,null,null,null,null,null,"Email"]
[null,null,null,null,null,null,null,null,null,null,null,null,null,null,null,null,null,null,null,null,null,null,null,null,null,null,null,null,null,null,null,null,null,{"$f":"'Version History'!C1","v":"2024v1.1"}]
["HIDE FROM HERE DOWN"]

{"sheet":"3-Project Input","index":3,"n_rows":104,"n_cols":22,"rows_kept":104,"cut":false,"hidden":false,"merged":[[4,2,4,8],[12,2,12,8],[7,2,7,8],[10,2,10,8],[76,2,76,8],[31,4,31,8],[85,2,85,8],[87,2,91,8],[93,2,93,8],[25,2,25,8],[35,2,44,2],[45,2,59,2],[60,2,65,2],[66,2,70,2],[71,2,74,2]]}
[null,null,null,null,null,null,null,null,null,null,null,"HIDE FROM HERE ACROSS"]
[]
[null,null,"Project Input"]
[]
[null,null,"INSTRUCTIONS"]
[]
[null,null,"Step 1:"]
[null,null,"Confirm the required information in the \"Project Information\" section that has been copied over from the Early Design Planning worksheet; adjust as needed."]
[]
[null,null,"Step 2:"]
[null,null,"Complete the \"Data Input Table\" section. You may select a scenario from the Early Design Planning worksheet or adjust as needed to reflect the final design decisions.\n\nNote: If the final design does not match any of the scenarios from the Early Design Planning worksheet, Energy Trust will execute energy simulation files to produce final energy savings potential. As this requires access to specific software, results will be returned to the project team, typically within 3 to 5 business days."]
[]
[null,null,"PROJECT INFORMATION"]
[]
[null,null,null,"Project Name:",{"$f":"IF('1-Early Design Planning'!E7<>\"\",'1-Early Design Planning'!E7,\"\")","v":""},null,null,"Color Legend:"]
[null,null,null,"Project City:",{"$f":"IF('1-Early Design Planning'!E8<>\"\",'1-Early Design Planning'!E8,\"\")","v":""},null,null,null,"Required"]
[null,null,null,"Project Zip Code:",{"$f":"IF('1-Early Design Planning'!E9<>\"\",'1-Early Design Planning'!E9,\"\")","v":""},null,null,null,"Autofill",null,null,null,"ASHRAE CZ:",{"$f":"IFERROR(VLOOKUP(E17,Lists!$K$19:$N$502,4,FALSE),\"\")","v":""}]
[null,null,null,"Total Square Footage:",{"$f":"IF('1-Early Design Planning'!E10<>\"\",'1-Early Design Planning'!E10,\"\")","v":""},null,null,null,"Less efficient than code"]
[null,null,null,"Project Square Footage:",{"$f":"IF('1-Early Design Planning'!E11<>\"\",'1-Early Design Planning'!E11,\"\")","v":""},null,null,null,"More efficient than code"]
[null,null,null,"Total Number of Floors:",{"$f":"IF('1-Early Design Planning'!E12<>\"\",'1-Early Design Planning'!E12,\"\")","v":""},null,null,null,"Unavailable for selection"]
[null,null,null,"Total Number of Residential Floors:",{"$f":"IF('1-Early Design Planning'!E13<>\"\",'1-Early Design Planning'!E13,\"\")","v":""}]
[null,null,null,"Building Type:",{"$f":"IF('1-Early Design Planning'!E14<>\"\",'1-Early Design Planning'!E14,\"\")","v":""},null,null,null,null,null,null,null,"Code Reference:",{"$f":"IF(E22=\"Low Rise\",\"iecc2018\",\"90.1-2019\")","v":"90.1-2019"}]
[null,null,null,"Target EUI",{"$f":"IF('1-Early Design Planning'!E15<>\"\",'1-Early Design Planning'!E15,\"\")","v":""}]
[null,null,null,"Code EUI",{"$f":"IF('1-Early Design Planning'!E16<>\"\",'1-Early Design Planning'!E16,\"\")","v":""}]
[]
[null,null,"DATA INPUT TABLE"]
[]
[null,null,null,null,"Copy Results From Early Design Planning by selecting a scenario:",null,"Scenario 1",null,null,null,null,null,null,"Scenario 1"]
[null,null,null,null,null,null,null,null,null,null,null,null,null,"Scenario 2"]
[null,null,null,null,null,null,null,null,null,null,null,null,null,"Scenario 3"]
[]
[null,null,null,null,"(If you wish to restore any overwritten values to the selected scenario use this button)",null,null,null,null,null,null,null,null,null,null,null,{"$f":"IF(Q34<0.05,\"Does not qualify\",IF(Q34<0.1,\"Good\",IF(Q34<0.15,\"Better\",\"Best\")))","v":"Does not qualify"}]
[null,null,null,null,null,"Predicted Tier:",{"$f":"Q32","v":"Does not qualify"},null,null,null,null,null,null,null,null,null,"EUI % savings Scorecard",null,"Restore formulas:",null,null,"EUI % savings Lookups"]
[null,null,null,null,null,"Predicted Incentive:",{"$f":"IF(G33=\"Does not qualify\",\"-\",IF(G33=\"Good\",'2-Incentive Application'!$L$25*$E$19,IF(G33=\"Better\",'2-Incentive Application'!$L$26*$E$19,IF(G33=\"Best\",'2-Incentive Application'!$L$27*$E$19,\"\"))))","v":"-"},null,null,null,null,null,null,null,null,null,{"$f":"SUM(Q36:Q75)","v":0},null,null,null,null,{"$f":"HLOOKUP($E$22&$N$17,Lists!$DU$2:$DZ$3,2,FALSE)","v":{"$error":"#N/A"}}]
[null,null,null,"Building Characteristics","Code Reference Values","Unit of Measure","Final Building Design","Unit of Measure","Supporting Documentation",null,null,"Scenario Lookup","Code Lookup","Selected Scenario Inputs","Unit of Measure",null,"Final",null,"Selected Scenario Inputs","Unit of Measure",null,"Final"]
[null,null,"Envelope","Wall Insulation - continuous insulation (R-value)",{"$f":"IF(AND($E$22<>\"\",$N$17<>\"\"),VLOOKUP($E$22&$N$17,Lists!$CB$19:$DA$24,M36,FALSE),\"\")","v":""},"R-value",{"$f":"$N36","v":""},"R-value","Architectural plans; product specifications",null,null,2,4,{"$f":"IF(ISBLANK(HLOOKUP($G$28,'1-Early Design Planning'!$G$30:$K$70,L36,FALSE)),\"\",HLOOKUP($G$28,'1-Early Design Planning'!$G$30:$K$70,L36,FALSE))","v":""},{"$f":"OFFSET(INDIRECT(SUBSTITUTE($G$28,\" \",\"_\")&\"_header\"),L36-1,1)","v":"R-value"},"E2",{"$f":"IFERROR(VLOOKUP(V36,Lists!$DT$5:$DZ$30,V$34,FALSE),0)","v":0},null,{"$f":"$N36","v":""},"R-value",null,{"$f":"IF(G36=\"\",0,IF(G36>$E36,\"E2\",0))","v":0}]
[null,null,null,"Wall Insulation - cavity (R-value)",{"$f":"IF(AND($E$22<>\"\",$N$17<>\"\"),VLOOKUP($E$22&$N$17,Lists!$CB$19:$DA$24,M37,FALSE),\"\")","v":""},"R-value",{"$f":"$N37","v":""},"R-value","Architectural plans; product specifications",null,null,3,5,{"$f":"IF(ISBLANK(HLOOKUP($G$28,'1-Early Design Planning'!$G$30:$K$70,L37,FALSE)),\"\",HLOOKUP($G$28,'1-Early Design Planning'!$G$30:$K$70,L37,FALSE))","v":""},{"$f":"OFFSET(INDIRECT(SUBSTITUTE($G$28,\" \",\"_\")&\"_header\"),L37-1,1)","v":"R-value"},"E2",{"$f":"IFERROR(VLOOKUP(V37,Lists!$DT$5:$DZ$30,V$34,FALSE),0)","v":0},null,{"$f":"$N37","v":""},"R-value",null,{"$f":"IF(G37=\"\",0,IF(AND(G37>$E37,V36=0),\"E2\",0))","v":0}]
[null,null,null,"Roof Insulation - entirely above deck (R-value)",{"$f":"IF(AND($E$22<>\"\",$N$17<>\"\"),VLOOKUP($E$22&$N$17,Lists!$CB$19:$DA$24,M38,FALSE),\"\")","v":""},"R-value",{"$f":"$N38","v":""},"R-value","Architectural plans; product specifications",null,null,4,6,{"$f":"IF(ISBLANK(HLOOKUP($G$28,'1-Early Design Planning'!$G$30:$K$70,L38,FALSE)),\"\",HLOOKUP($G$28,'1-Early Design Planning'!$G$30:$K$70,L38,FALSE))","v":""},{"$f":"OFFSET(INDIRECT(SUBSTITUTE($G$28,\" \",\"_\")&\"_header\"),L38-1,1)","v":"R-value"},"E3",{"$f":"IFERROR(VLOOKUP(V38,Lists!$DT$5:$DZ$30,V$34,FALSE),0)","v":0},null,{"$f":"$N38","v":""},"R-value",null,{"$f":"IF(G38=\"\",0,IF(G38>$E38,\"E3\",0))","v":0}]
[null,null,null,"Attic Roof Insulation - Cavity (R-value)",{"$f":"IF(AND($E$22<>\"\",$N$17<>\"\"),VLOOKUP($E$22&$N$17,Lists!$CB$19:$DA$24,M39,FALSE),\"\")","v":""},"R-value","","R-value",null,null,null,5,7,{"$f":"IF(ISBLANK(HLOOKUP($G$28,'1-Early Design Planning'!$G$30:$K$70,L39,FALSE)),\"\",HLOOKUP($G$28,'1-Early Design Planning'!$G$30:$K$70,L39,FALSE))","v":""},{"$f":"OFFSET(INDIRECT(SUBSTITUTE($G$28,\" \",\"_\")&\"_header\"),L39-1,1)","v":"R-value"},null,{"$f":"IFERROR(VLOOKUP(V39,Lists!$DT$5:$DZ$30,V$34,FALSE),0)","v":0},null,"","R-value"]
[null,null,null,"Foundation Insulation (R-value) ",{"$f":"IF(AND($E$22<>\"\",$N$17<>\"\"),VLOOKUP($E$22&$N$17,Lists!$CB$19:$DA$24,M40,FALSE),\"\")","v":""},"R-value","","R-value","Architectural plans; product specifications",null,null,6,8,{"$f":"IF(ISBLANK(HLOOKUP($G$28,'1-Early Design Planning'!$G$30:$K$70,L40,FALSE)),\"\",HLOOKUP($G$28,'1-Early Design Planning'!$G$30:$K$70,L40,FALSE))","v":""},{"$f":"OFFSET(INDIRECT(SUBSTITUTE($G$28,\" \",\"_\")&\"_header\"),L40-1,1)","v":"R-value"},"E7",{"$f":"IFERROR(VLOOKUP(V40,Lists!$DT$5:$DZ$30,V$34,FALSE),0)","v":0},null,"","R-value",null,{"$f":"IF(G40=\"\",0,IF(G40>$E40,\"E2\",0))","v":0}]
[null,null,null,"Air Tightness (CFM/sq ft at 0.3 in)",{"$f":"IF(AND($E$22<>\"\",$N$17<>\"\"),VLOOKUP($E$22&$N$17,Lists!$CB$19:$DA$24,M41,FALSE),\"\")","v":""},"cfm/sq ft at 0.3 inH2O","","cfm/sq ft at 0.3 inH2O","Blower door test results",null,null,7,9,{"$f":"IF(ISBLANK(HLOOKUP($G$28,'1-Early Design Planning'!$G$30:$K$70,L41,FALSE)),\"\",HLOOKUP($G$28,'1-Early Design Planning'!$G$30:$K$70,L41,FALSE))","v":""},{"$f":"OFFSET(INDIRECT(SUBSTITUTE($G$28,\" \",\"_\")&\"_header\"),L41-1,1)","v":"cfm/sq ft at 0.3 inH2O"},"E4",{"$f":"IFERROR(VLOOKUP(V41,Lists!$DT$5:$DZ$30,V$34,FALSE),0)","v":0},null,"","cfm/sq ft at 0.3 inH2O",null,{"$f":"IF(G41=\"\",0,IF(G41<$E41,\"E4\",0))","v":0}]
[null,null,null,"Window - U-Value",{"$f":"IF(AND($E$22<>\"\",$N$17<>\"\"),VLOOKUP($E$22&$N$17,Lists!$CB$19:$DA$24,M42,FALSE),\"\")","v":""},"U-value","","U-value","Architectural plans; product specifications",null,null,8,10,{"$f":"IF(ISBLANK(HLOOKUP($G$28,'1-Early Design Planning'!$G$30:$K$70,L42,FALSE)),\"\",HLOOKUP($G$28,'1-Early Design Planning'!$G$30:$K$70,L42,FALSE))","v":""},{"$f":"OFFSET(INDIRECT(SUBSTITUTE($G$28,\" \",\"_\")&\"_header\"),L42-1,1)","v":"U-value"},"E1",{"$f":"IFERROR(VLOOKUP(V42,Lists!$DT$5:$DZ$30,V$34,FALSE),0)","v":0},null,"","U-value",null,{"$f":"IF(G42=\"\",0,IF(G42<$E42,\"E1\",0))","v":0}]
[null,null,null,"Window - SHGC",{"$f":"IF(AND($E$22<>\"\",$N$17<>\"\"),VLOOKUP($E$22&$N$17,Lists!$CB$19:$DA$24,M43,FALSE),\"\")","v":""},"SHGC","","SHGC","Architectural plans; product specifications",null,null,9,11,{"$f":"IF(ISBLANK(HLOOKUP($G$28,'1-Early Design Planning'!$G$30:$K$70,L43,FALSE)),\"\",HLOOKUP($G$28,'1-Early Design Planning'!$G$30:$K$70,L43,FALSE))","v":""},{"$f":"OFFSET(INDIRECT(SUBSTITUTE($G$28,\" \",\"_\")&\"_header\"),L43-1,1)","v":"SHGC"},"E1",{"$f":"IFERROR(VLOOKUP(V43,Lists!$DT$5:$DZ$30,V$34,FALSE),0)","v":0},null,"","SHGC",null,{"$f":"IF(G43=\"\",0,IF(AND(G43<$E43,V42=0),\"E1\",0))","v":0}]
[null,null,null,"Window-to-Wall Ratio",{"$f":"IF(AND($E$22<>\"\",$N$17<>\"\"),IF(G44=\"\",VLOOKUP($E$22&$N$17,Lists!$CB$19:$DA$24,M44,FALSE),MIN(G44,0.4)),\"\")","v":""},"n/a","","n/a","Architectural plans",null,null,10,12,{"$f":"IF(ISBLANK(HLOOKUP($G$28,'1-Early Design Planning'!$G$30:$K$70,L44,FALSE)),\"\",HLOOKUP($G$28,'1-Early Design Planning'!$G$30:$K$70,L44,FALSE))","v":""},{"$f":"OFFSET(INDIRECT(SUBSTITUTE($G$28,\" \",\"_\")&\"_header\"),L44-1,1)","v":"n/a"},"E5",{"$f":"IFERROR(VLOOKUP(V44,Lists!$DT$5:$DZ$30,V$34,FALSE),0)","v":0},null,"","n/a",null,{"$f":"IF(G44=\"\",0,IF(G44<$E44,\"E5\",0))","v":0}]
[null,null,null,"Window Overhangs (Y or N)",{"$f":"IF(AND($E$22<>\"\",$N$17<>\"\"),VLOOKUP($E$22&$N$17,Lists!$CB$19:$DA$24,M45,FALSE),\"\")","v":""},"n/a","","n/a","Architectural plans",null,null,11,13,{"$f":"IF(ISBLANK(HLOOKUP($G$28,'1-Early Design Planning'!$G$30:$K$70,L45,FALSE)),\"\",HLOOKUP($G$28,'1-Early Design Planning'!$G$30:$K$70,L45,FALSE))","v":""},{"$f":"OFFSET(INDIRECT(SUBSTITUTE($G$28,\" \",\"_\")&\"_header\"),L45-1,1)","v":"n/a"},"E6",{"$f":"IFERROR(VLOOKUP(V45,Lists!$DT$5:$DZ$30,V$34,FALSE),0)","v":0},null,"","n/a",null,{"$f":"IF(G45=\"Y\",\"E6\",0)","v":0}]
[null,null,"Heating, Ventilating, and Air Conditioning System","Cooling System Type",{"$f":"IF(AND($E$22<>\"\",$N$17<>\"\"),\"PTAC - DX coils\",\"\")","v":""},"n/a","","n/a","Mechanical schedule; mechanical plans; equipment cut sheets; invoice(s)*",null,null,12,null,{"$f":"IF(ISBLANK(HLOOKUP($G$28,'1-Early Design Planning'!$G$30:$K$70,L46,FALSE)),\"\",HLOOKUP($G$28,'1-Early Design Planning'!$G$30:$K$70,L46,FALSE))","v":""},{"$f":"OFFSET(INDIRECT(SUBSTITUTE($G$28,\" \",\"_\")&\"_header\"),L46-1,1)","v":"n/a"},null,{"$f":"IFERROR(VLOOKUP(V46,Lists!$DT$5:$DZ$30,V$34,FALSE),0)","v":0},null,"","n/a",null,{"$f":"IFERROR(VLOOKUP(G46,Lists!$EB$5:$EC$7,2,FALSE),0)","v":0}]
[null,null,null,"Cooling Efficiency",{"$f":"IF(AND($E$22<>\"\",$N$17<>\"\"),10.4,\"\")","v":""},"EER","",{"$f":"$O47","v":"EER"},"Mechanical schedule; mechanical plans; equipment cut sheets; invoice(s)*",null,null,13,null,{"$f":"IF(ISBLANK(HLOOKUP($G$28,'1-Early Design Planning'!$G$30:$K$70,L47,FALSE)),\"\",HLOOKUP($G$28,'1-Early Design Planning'!$G$30:$K$70,L47,FALSE))","v":""},{"$f":"OFFSET(INDIRECT(SUBSTITUTE($G$28,\" \",\"_\")&\"_header\"),L47-1,1)","v":"EER"},"C",{"$f":"IFERROR(VLOOKUP(V47,Lists!$DT$5:$DZ$30,V$34,FALSE),0)","v":0},null,"",{"$f":"$O47","v":"EER"}]
[null,null,null,"Heating Fuel",{"$f":"IF(AND($E$22<>\"\",$N$17<>\"\"),\"Gas\",\"\")","v":""},"n/a","","n/a","Mechanical schedule; mechanical plans; equipment cut sheets; invoice(s)*",null,null,14,null,{"$f":"IF(ISBLANK(HLOOKUP($G$28,'1-Early Design Planning'!$G$30:$K$70,L48,FALSE)),\"\",HLOOKUP($G$28,'1-Early Design Planning'!$G$30:$K$70,L48,FALSE))","v":""},{"$f":"OFFSET(INDIRECT(SUBSTITUTE($G$28,\" \",\"_\")&\"_header\"),L48-1,1)","v":"n/a"},null,{"$f":"IFERROR(VLOOKUP(V48,Lists!$DT$5:$DZ$30,V$34,FALSE),0)","v":0},null,"","n/a"]
[null,null,null,"Heating System Type",{"$f":"IF(AND($E$22<>\"\",$N$17<>\"\"),\"PTAC - HW Coils (NG boiler)\",\"\")","v":""},"n/a","","n/a","Mechanical schedule; mechanical plans; equipment cut sheets; invoice(s)*",null,null,15,null,{"$f":"IF(ISBLANK(HLOOKUP($G$28,'1-Early Design Planning'!$G$30:$K$70,L49,FALSE)),\"\",HLOOKUP($G$28,'1-Early Design Planning'!$G$30:$K$70,L49,FALSE))","v":""},{"$f":"OFFSET(INDIRECT(SUBSTITUTE($G$28,\" \",\"_\")&\"_header\"),L49-1,1)","v":"n/a"},null,{"$f":"IFERROR(VLOOKUP(V49,Lists!$DT$5:$DZ$30,V$34,FALSE),0)","v":0},null,"","n/a",null,{"$f":"VLOOKUP(G49,Lists!$EB$10:$EC$15,2,FALSE)","v":{"$error":"#N/A"}}]
[null,null,null,"Heating Efficiency",{"$f":"IF(AND($E$22<>\"\",$N$17<>\"\"),0.82,\"\")","v":""},"Et","","Et","Mechanical schedule; mechanical plans; equipment cut sheets; invoice(s)*",null,null,16,null,{"$f":"IF(ISBLANK(HLOOKUP($G$28,'1-Early Design Planning'!$G$30:$K$70,L50,FALSE)),\"\",HLOOKUP($G$28,'1-Early Design Planning'!$G$30:$K$70,L50,FALSE))","v":""},{"$f":"OFFSET(INDIRECT(SUBSTITUTE($G$28,\" \",\"_\")&\"_header\"),L50-1,1)","v":"Et"},"H",{"$f":"IFERROR(VLOOKUP(V50,Lists!$DT$5:$DZ$30,V$34,FALSE),0)","v":0},null,"",{"$f":"HLOOKUP($G$49&\"_heat\",Lists!$S$9:$X$10,2,FALSE)","v":{"$error":"#N/A"}}]
[null,null,null,"Dedicated Outside Air System (Y or N)",{"$f":"IF(AND($E$22<>\"\",$N$17<>\"\"),\"N\",\"\")","v":""},"n/a","","n/a","Mechanical schedule; mechanical plans; equipment cut sheets; invoice(s)*",null,null,17,null,{"$f":"IF(ISBLANK(HLOOKUP($G$28,'1-Early Design Planning'!$G$30:$K$70,L51,FALSE)),\"\",HLOOKUP($G$28,'1-Early Design Planning'!$G$30:$K$70,L51,FALSE))","v":""},{"$f":"OFFSET(INDIRECT(SUBSTITUTE($G$28,\" \",\"_\")&\"_header\"),L51-1,1)","v":"n/a"},"H",{"$f":"IFERROR(VLOOKUP(V51,Lists!$DT$5:$DZ$30,V$34,FALSE),0)","v":0},null,"","n/a"]
[null,null,null,"Outside Air Heating Coil Type",{"$f":"IF(AND($E$22<>\"\",$N$17<>\"\"),\"n/a\",\"\")","v":""},"n/a","","n/a","Mechanical schedule; mechanical plans; equipment cut sheets; invoice(s)*",null,null,18,null,{"$f":"IF(ISBLANK(HLOOKUP($G$28,'1-Early Design Planning'!$G$30:$K$70,L52,FALSE)),\"\",HLOOKUP($G$28,'1-Early Design Planning'!$G$30:$K$70,L52,FALSE))","v":""},{"$f":"OFFSET(INDIRECT(SUBSTITUTE($G$28,\" \",\"_\")&\"_header\"),L52-1,1)","v":"n/a"},null,{"$f":"IFERROR(VLOOKUP(V52,Lists!$DT$5:$DZ$30,V$34,FALSE),0)","v":0},null,"","n/a"]
[null,null,null,"Outside Air Heating Coil Efficiency",{"$f":"IF(AND($E$22<>\"\",$N$17<>\"\"),\"n/a\",\"\")","v":""},"n/a","","n/a","Mechanical schedule; mechanical plans; equipment cut sheets; invoice(s)*",null,null,19,null,{"$f":"IF(ISBLANK(HLOOKUP($G$28,'1-Early Design Planning'!$G$30:$K$70,L53,FALSE)),\"\",HLOOKUP($G$28,'1-Early Design Planning'!$G$30:$K$70,L53,FALSE))","v":""},{"$f":"OFFSET(INDIRECT(SUBSTITUTE($G$28,\" \",\"_\")&\"_header\"),L53-1,1)","v":"Et"},"H",{"$f":"IFERROR(VLOOKUP(V53,Lists!$DT$5:$DZ$30,V$34,FALSE),0)","v":0},null,"","n/a"]
[null,null,null,"Outside Air Cooling Coil Type","","n/a","","n/a","Mechanical schedule; mechanical plans; equipment cut sheets; invoice(s)*",null,null,20,null,{"$f":"IF(ISBLANK(HLOOKUP($G$28,'1-Early Design Planning'!$G$30:$K$70,L54,FALSE)),\"\",HLOOKUP($G$28,'1-Early Design Planning'!$G$30:$K$70,L54,FALSE))","v":""},{"$f":"OFFSET(INDIRECT(SUBSTITUTE($G$28,\" \",\"_\")&\"_header\"),L54-1,1)","v":"n/a"},null,{"$f":"IFERROR(VLOOKUP(V54,Lists!$DT$5:$DZ$30,V$34,FALSE),0)","v":0},null,"","n/a"]
[null,null,null,"Outside Air Cooling Coil Efficiency","","n/a","","n/a","Mechanical schedule; mechanical plans; equipment cut sheets; invoice(s)*",null,null,21,null,{"$f":"IF(ISBLANK(HLOOKUP($G$28,'1-Early Design Planning'!$G$30:$K$70,L55,FALSE)),\"\",HLOOKUP($G$28,'1-Early Design Planning'!$G$30:$K$70,L55,FALSE))","v":""},{"$f":"OFFSET(INDIRECT(SUBSTITUTE($G$28,\" \",\"_\")&\"_header\"),L55-1,1)","v":"EER"},"C",{"$f":"IFERROR(VLOOKUP(V55,Lists!$DT$5:$DZ$30,V$34,FALSE),0)","v":0},null,"","n/a"]
[null,null,null,"Heat Recovery (Y or N)",{"$f":"IF(AND($E$22<>\"\",$N$17<>\"\"),\"Y\",\"\")","v":""},"n/a","Y","n/a","Mechanical schedule; mechanical plans; equipment cut sheets; invoice(s)*",null,null,22,null,{"$f":"IF(ISBLANK(HLOOKUP($G$28,'1-Early Design Planning'!$G$30:$K$70,L56,FALSE)),\"\",HLOOKUP($G$28,'1-Early Design Planning'!$G$30:$K$70,L56,FALSE))","v":"Y"},{"$f":"OFFSET(INDIRECT(SUBSTITUTE($G$28,\" \",\"_\")&\"_header\"),L56-1,1)","v":"n/a"},"H7",{"$f":"IFERROR(VLOOKUP(V56,Lists!$DT$5:$DZ$30,V$34,FALSE),0)","v":0},null,"Y","n/a"]
[null,null,null,"Heat Recovery Sensible Efficiency",{"$f":"IF(AND($E$22<>\"\",$N$17<>\"\"),0.6,\"\")","v":""},"n/a","","n/a","Mechanical schedule; mechanical plans; equipment cut sheets; invoice(s)*",null,null,23,null,{"$f":"IF(ISBLANK(HLOOKUP($G$28,'1-Early Design Planning'!$G$30:$K$70,L57,FALSE)),\"\",HLOOKUP($G$28,'1-Early Design Planning'!$G$30:$K$70,L57,FALSE))","v":""},{"$f":"OFFSET(INDIRECT(SUBSTITUTE($G$28,\" \",\"_\")&\"_header\"),L57-1,1)","v":"n/a"},"H7",{"$f":"IFERROR(VLOOKUP(V57,Lists!$DT$5:$DZ$30,V$34,FALSE),0)","v":0},null,"","n/a"]
[null,null,null,"Heat Recovery Latent Efficiency",{"$f":"IF(AND($E$22<>\"\",$N$17<>\"\"),0.6,\"\")","v":""},"n/a","","n/a","Mechanical schedule; mechanical plans; equipment cut sheets; invoice(s)*",null,null,24,null,{"$f":"IF(ISBLANK(HLOOKUP($G$28,'1-Early Design Planning'!$G$30:$K$70,L58,FALSE)),\"\",HLOOKUP($G$28,'1-Early Design Planning'!$G$30:$K$70,L58,FALSE))","v":""},{"$f":"OFFSET(INDIRECT(SUBSTITUTE($G$28,\" \",\"_\")&\"_header\"),L58-1,1)","v":"n/a"},"H7",{"$f":"IFERROR(VLOOKUP(V58,Lists!$DT$5:$DZ$30,V$34,FALSE),0)","v":0},null,"","n/a"]
[null,null,null,"Bath Fan (Y or N)",{"$f":"IF(AND($E$22<>\"\",$N$17<>\"\"),\"Y\",\"\")","v":""},"n/a","","n/a",null,null,null,25,null,{"$f":"IF(ISBLANK(HLOOKUP($G$28,'1-Early Design Planning'!$G$30:$K$70,L59,FALSE)),\"\",HLOOKUP($G$28,'1-Early Design Planning'!$G$30:$K$70,L59,FALSE))","v":""},{"$f":"OFFSET(INDIRECT(SUBSTITUTE($G$28,\" \",\"_\")&\"_header\"),L59-1,1)","v":"n/a"},"H8",{"$f":"IFERROR(VLOOKUP(V59,Lists!$DT$5:$DZ$30,V$34,FALSE),0)","v":0},null,"","n/a"]
[null,null,null,"Bath Fan Efficiency (W/cfm)",{"$f":"IF(AND($E$22<>\"\",$N$17<>\"\"),1/2.8,\"\")","v":""},"W/cfm","","W/cfm","Equipment cut sheet; invoice(s)",null,null,26,null,{"$f":"IF(ISBLANK(HLOOKUP($G$28,'1-Early Design Planning'!$G$30:$K$70,L60,FALSE)),\"\",HLOOKUP($G$28,'1-Early Design Planning'!$G$30:$K$70,L60,FALSE))","v":""},{"$f":"OFFSET(INDIRECT(SUBSTITUTE($G$28,\" \",\"_\")&\"_header\"),L60-1,1)","v":"W/cfm"},"H8",{"$f":"IFERROR(VLOOKUP(V60,Lists!$DT$5:$DZ$30,V$34,FALSE),0)","v":0},null,"","W/cfm",null,{"$f":"IF(G60=\"\",0,IF(G60<$E60,\"H8\",0))","v":0}]
[null,null,"Lighting","In-unit Lighting Power Density (W/sq ft)",{"$f":"IF(AND($E$22<>\"\",$N$17<>\"\"),VLOOKUP($E$22&$N$17,Lists!$CB$19:$DA$24,M61,FALSE),\"\")","v":""},"W/sq ft","","W/sq ft",null,null,null,27,14,{"$f":"IF(ISBLANK(HLOOKUP($G$28,'1-Early Design Planning'!$G$30:$K$70,L61,FALSE)),\"\",HLOOKUP($G$28,'1-Early Design Planning'!$G$30:$K$70,L61,FALSE))","v":""},{"$f":"OFFSET(INDIRECT(SUBSTITUTE($G$28,\" \",\"_\")&\"_header\"),L61-1,1)","v":"W/sq ft"},"L3",{"$f":"IFERROR(VLOOKUP(V61,Lists!$DT$5:$DZ$30,V$34,FALSE),0)","v":0},null,"","W/sq ft",null,{"$f":"IF(G61=\"\",0,IF(G61<$E61,\"L3\",0))","v":0}]
[null,null,null,"Corridor Lighting Power Density (W/sq ft)",{"$f":"IF(AND($E$22<>\"\",$N$17<>\"\"),VLOOKUP($E$22&$N$17,Lists!$CB$19:$DA$24,M62,FALSE),\"\")","v":""},"W/sq ft","","W/sq ft","Lighting plans and schedules; COMcheck documentation; invoice(s)",null,null,28,15,{"$f":"IF(ISBLANK(HLOOKUP($G$28,'1-Early Design Planning'!$G$30:$K$70,L62,FALSE)),\"\",HLOOKUP($G$28,'1-Early Design Planning'!$G$30:$K$70,L62,FALSE))","v":""},{"$f":"OFFSET(INDIRECT(SUBSTITUTE($G$28,\" \",\"_\")&\"_header\"),L62-1,1)","v":"W/sq ft"},"L1",{"$f":"IFERROR(VLOOKUP(V62,Lists!$DT$5:$DZ$30,V$34,FALSE),0)","v":0},null,"","W/sq ft",null,{"$f":"IF(G62=\"\",0,IF(AND(G62<$E62,V61=0),\"L3\",0))","v":0}]
[null,null,null,"Office Lighting Power Density (W/sq ft)",{"$f":"IF(AND($E$22<>\"\",$N$17<>\"\"),VLOOKUP($E$22&$N$17,Lists!$CB$19:$DA$24,M63,FALSE),\"\")","v":""},"W/sq ft","","W/sq ft",null,null,null,29,16,{"$f":"IF(ISBLANK(HLOOKUP($G$28,'1-Early Design Planning'!$G$30:$K$70,L63,FALSE)),\"\",HLOOKUP($G$28,'1-Early Design Planning'!$G$30:$K$70,L63,FALSE))","v":""},{"$f":"OFFSET(INDIRECT(SUBSTITUTE($G$28,\" \",\"_\")&\"_header\"),L63-1,1)","v":"W/sq ft"},"L1",{"$f":"IFERROR(VLOOKUP(V63,Lists!$DT$5:$DZ$30,V$34,FALSE),0)","v":0},null,"","W/sq ft",null,{"$f":"IF(G63=\"\",0,IF(AND(G63<$E63,V62=0,V61=0),\"L3\",0))","v":0}]
[null,null,null,"Elevator Lighting Power Density (W/sq ft)",{"$f":"IF(AND($E$22<>\"\",$N$17<>\"\"),VLOOKUP($E$22&$N$17,Lists!$CB$19:$DA$24,M64,FALSE),\"\")","v":""},"W/sq ft","","W/sq ft",null,null,null,30,17,{"$f":"IF(ISBLANK(HLOOKUP($G$28,'1-Early Design Planning'!$G$30:$K$70,L64,FALSE)),\"\",HLOOKUP($G$28,'1-Early Design Planning'!$G$30:$K$70,L64,FALSE))","v":""},{"$f":"OFFSET(INDIRECT(SUBSTITUTE($G$28,\" \",\"_\")&\"_header\"),L64-1,1)","v":"W/sq ft"},"L1",{"$f":"IFERROR(VLOOKUP(V64,Lists!$DT$5:$DZ$30,V$34,FALSE),0)","v":0},null,"","W/sq ft",null,{"$f":"IF(G64=\"\",0,IF(AND(G64<$E64,V63=0,V62=0,V61=0),\"L3\",0))","v":0}]
[null,null,null,"Bi-level Lighting Control in Corridors\n(mid- and high-rise only)",{"$f":"IF(AND($E$22<>\"\",$N$17<>\"\"),VLOOKUP($E$22&$N$17,Lists!$CB$19:$DA$24,M65,FALSE),\"\")","v":""},"n/a","","n/a","Lighting plans and schedules; sensor/controller cutsheet; invoice(s)",null,null,31,18,{"$f":"IF(ISBLANK(HLOOKUP($G$28,'1-Early Design Planning'!$G$30:$K$70,L65,FALSE)),\"\",HLOOKUP($G$28,'1-Early Design Planning'!$G$30:$K$70,L65,FALSE))","v":""},{"$f":"OFFSET(INDIRECT(SUBSTITUTE($G$28,\" \",\"_\")&\"_header\"),L65-1,1)","v":"n/a"},"L1",{"$f":"IFERROR(VLOOKUP(V65,Lists!$DT$5:$DZ$30,V$34,FALSE),0)","v":0},null,"","n/a",null,{"$f":"IF(G65=\"Y\",\"L1\",0)","v":0}]
[null,null,null,"Exterior Lighting (% better than code)",{"$f":"IF(AND($E$22<>\"\",$N$17<>\"\"),VLOOKUP($E$22&$N$17,Lists!$CB$19:$DA$24,M66,FALSE),\"\")","v":""},"n/a","","n/a","Lighting plans and schedules; COMcheck documentation; invoice(s)",null,null,32,19,{"$f":"IF(ISBLANK(HLOOKUP($G$28,'1-Early Design Planning'!$G$30:$K$70,L66,FALSE)),\"\",HLOOKUP($G$28,'1-Early Design Planning'!$G$30:$K$70,L66,FALSE))","v":""},{"$f":"OFFSET(INDIRECT(SUBSTITUTE($G$28,\" \",\"_\")&\"_header\"),L66-1,1)","v":"n/a"},"L2",{"$f":"IFERROR(VLOOKUP(V66,Lists!$DT$5:$DZ$30,V$34,FALSE),0)","v":0},null,"","n/a",null,{"$f":"IF(G66=\"\",0,IF(G66>0,\"L2\",0))","v":0}]
[null,null,"Domestic Hot Water","Domestic Hot Water Fuel",{"$f":"IF(AND($E$22<>\"\",$N$17<>\"\"),\"Gas\",\"\")","v":""},"n/a","","n/a","Plumbing schedule; equipment cut sheets; invoice(s)",null,null,33,null,{"$f":"IF(ISBLANK(HLOOKUP($G$28,'1-Early Design Planning'!$G$30:$K$70,L67,FALSE)),\"\",HLOOKUP($G$28,'1-Early Design Planning'!$G$30:$K$70,L67,FALSE))","v":""},{"$f":"OFFSET(INDIRECT(SUBSTITUTE($G$28,\" \",\"_\")&\"_header\"),L67-1,1)","v":"n/a"},null,{"$f":"IFERROR(VLOOKUP(V67,Lists!$DT$5:$DZ$30,V$34,FALSE),0)","v":0},null,"","n/a"]
[null,null,null,"Water Heater Type",{"$f":"IF(AND($E$22<>\"\",$N$17<>\"\"),VLOOKUP($E$22&$N$17,Lists!$CB$19:$DA$24,M68,FALSE),\"\")","v":""},"n/a","","n/a","Plumbing schedule; equipment cut sheets; invoice(s)",null,null,34,21,{"$f":"IF(ISBLANK(HLOOKUP($G$28,'1-Early Design Planning'!$G$30:$K$70,L68,FALSE)),\"\",HLOOKUP($G$28,'1-Early Design Planning'!$G$30:$K$70,L68,FALSE))","v":""},{"$f":"OFFSET(INDIRECT(SUBSTITUTE($G$28,\" \",\"_\")&\"_header\"),L68-1,1)","v":"n/a"},null,{"$f":"IFERROR(VLOOKUP(V68,Lists!$DT$5:$DZ$30,V$34,FALSE),0)","v":0},null,"","n/a",null,{"$f":"VLOOKUP(G68,Lists!$EB$17:$EC$22,2,FALSE)","v":{"$error":"#N/A"}}]
[null,null,null,"Water Heater Efficiency",{"$f":"IF(AND($E$22<>\"\",$N$17<>\"\"),VLOOKUP($E$22&$N$17,Lists!$CB$19:$DA$24,M69,FALSE),\"\")","v":""},"Et","",{"$f":"IF($G$68=\"Heat Pump Water Heater - In-Unit\",\"COP\",\"Et\")","v":"Et"},"Plumbing schedule; equipment cut sheets; invoice(s)",null,null,35,22,{"$f":"IF(ISBLANK(HLOOKUP($G$28,'1-Early Design Planning'!$G$30:$K$70,L69,FALSE)),\"\",HLOOKUP($G$28,'1-Early Design Planning'!$G$30:$K$70,L69,FALSE))","v":""},{"$f":"OFFSET(INDIRECT(SUBSTITUTE($G$28,\" \",\"_\")&\"_header\"),L69-1,1)","v":"Et"},"DHW",{"$f":"IFERROR(VLOOKUP(V69,Lists!$DT$5:$DZ$30,V$34,FALSE),0)","v":0},null,"",{"$f":"IF($G$68=\"Heat Pump Water Heater - In-Unit\",\"COP\",\"Et\")","v":"Et"}]
[null,null,null,"Kitchen Aerator Flow (GPM)",{"$f":"IF(AND($E$22<>\"\",$N$17<>\"\"),VLOOKUP($E$22&$N$17,Lists!$CB$19:$DA$24,M70,FALSE),\"\")","v":""},"gpm","","gpm","Equipment cut sheets; invoice(s)",null,null,36,23,{"$f":"IF(ISBLANK(HLOOKUP($G$28,'1-Early Design Planning'!$G$30:$K$70,L70,FALSE)),\"\",HLOOKUP($G$28,'1-Early Design Planning'!$G$30:$K$70,L70,FALSE))","v":""},{"$f":"OFFSET(INDIRECT(SUBSTITUTE($G$28,\" \",\"_\")&\"_header\"),L70-1,1)","v":"gpm"},"D1",{"$f":"IFERROR(VLOOKUP(V70,Lists!$DT$5:$DZ$30,V$34,FALSE),0)","v":0},null,"","gpm",null,{"$f":"IF(G70=\"\",0,IF(G70<$E70,\"D1\",0))","v":0}]
[null,null,null,"Bath Aerator Flow (GPM)",{"$f":"IF(AND($E$22<>\"\",$N$17<>\"\"),VLOOKUP($E$22&$N$17,Lists!$CB$19:$DA$24,M71,FALSE),\"\")","v":""},"gpm","","gpm","Equipment cut sheets; invoice(s)",null,null,37,24,{"$f":"IF(ISBLANK(HLOOKUP($G$28,'1-Early Design Planning'!$G$30:$K$70,L71,FALSE)),\"\",HLOOKUP($G$28,'1-Early Design Planning'!$G$30:$K$70,L71,FALSE))","v":""},{"$f":"OFFSET(INDIRECT(SUBSTITUTE($G$28,\" \",\"_\")&\"_header\"),L71-1,1)","v":"gpm"},"D1",{"$f":"IFERROR(VLOOKUP(V71,Lists!$DT$5:$DZ$30,V$34,FALSE),0)","v":0},null,"","gpm",null,{"$f":"IF(G71=\"\",0,IF(AND(G71<$E71,V70=0),\"D1\",0))","v":0}]
[null,null,"Appliances (In-Unit)","ENERGY STAR® Refrigerators (Y or N)",{"$f":"IF(AND($E$22<>\"\",$N$17<>\"\"),\"N\",\"\")","v":""},"n/a","","n/a","Equipment cut sheets; invoice(s)",null,null,38,null,{"$f":"IF(ISBLANK(HLOOKUP($G$28,'1-Early Design Planning'!$G$30:$K$70,L72,FALSE)),\"\",HLOOKUP($G$28,'1-Early Design Planning'!$G$30:$K$70,L72,FALSE))","v":""},{"$f":"OFFSET(INDIRECT(SUBSTITUTE($G$28,\" \",\"_\")&\"_header\"),L72-1,1)","v":"n/a"},"A1",{"$f":"IFERROR(VLOOKUP(V72,Lists!$DT$5:$DZ$30,V$34,FALSE),0)","v":0},null,"","n/a",null,{"$f":"IF(G72=\"Y\",\"A2\",0)","v":0}]
[null,null,null,"ENERGY STAR® Clothes washers (Y or N)",{"$f":"IF(AND($E$22<>\"\",$N$17<>\"\"),\"N\",\"\")","v":""},"n/a","","n/a","Equipment cut sheets; invoice(s)",null,null,39,null,{"$f":"IF(ISBLANK(HLOOKUP($G$28,'1-Early Design Planning'!$G$30:$K$70,L73,FALSE)),\"\",HLOOKUP($G$28,'1-Early Design Planning'!$G$30:$K$70,L73,FALSE))","v":""},{"$f":"OFFSET(INDIRECT(SUBSTITUTE($G$28,\" \",\"_\")&\"_header\"),L73-1,1)","v":"n/a"},"A1",{"$f":"IFERROR(VLOOKUP(V73,Lists!$DT$5:$DZ$30,V$34,FALSE),0)","v":0},null,"","n/a",null,{"$f":"IF(G73=\"Y\",\"A3\",0)","v":0}]
[null,null,null,"ENERGY STAR® Electric Dryers (Y or N)",{"$f":"IF(AND($E$22<>\"\",$N$17<>\"\"),\"N\",\"\")","v":""},"n/a","","n/a","Equipment cut sheets; invoice(s)",null,null,40,null,{"$f":"IF(ISBLANK(HLOOKUP($G$28,'1-Early Design Planning'!$G$30:$K$70,L74,FALSE)),\"\",HLOOKUP($G$28,'1-Early Design Planning'!$G$30:$K$70,L74,FALSE))","v":""},{"$f":"OFFSET(INDIRECT(SUBSTITUTE($G$28,\" \",\"_\")&\"_header\"),L74-1,1)","v":"n/a"},"A1",{"$f":"IFERROR(VLOOKUP(V74,Lists!$DT$5:$DZ$30,V$34,FALSE),0)","v":0},null,"","n/a",null,{"$f":"IF(G74=\"Y\",\"A4\",0)","v":0}]
[null,null,null,"ENERGY STAR® Dishwashers (Y or N)",{"$f":"IF(AND($E$22<>\"\",$N$17<>\"\"),\"N\",\"\")","v":""},"n/a","","n/a","Equipment cut sheets; invoice(s)",null,null,41,null,{"$f":"IF(ISBLANK(HLOOKUP($G$28,'1-Early Design Planning'!$G$30:$K$70,L75,FALSE)),\"\",HLOOKUP($G$28,'1-Early Design Planning'!$G$30:$K$70,L75,FALSE))","v":""},{"$f":"OFFSET(INDIRECT(SUBSTITUTE($G$28,\" \",\"_\")&\"_header\"),L75-1,1)","v":"n/a"},"A1",{"$f":"IFERROR(VLOOKUP(V75,Lists!$DT$5:$DZ$30,V$34,FALSE),0)","v":0},null,"","n/a",null,{"$f":"IF(G75=\"Y\",\"A1\",0)","v":0}]
[null,null,null,null,null,null,null,null,"*If invoices are not available, program can conduct a site visit as equipment verification."]
[null,null,"RESULTS",null,null,null,null,null,null,null,null,null,{"$f":"\"Heat\"&G48","v":"Heat"}]
[null,null,null,null,null,null,null,null,null,null,null,null,{"$f":"\"DHW\"&G67","v":"DHW"}]
[null,null,null,"Project Name:",{"$f":"IF(E15<>\"\",E15,\"\")","v":""}]
[null,null,null,"Project City:",{"$f":"IF(E16<>\"\",E16,\"\")","v":""}]
[null,null,null,"Project Zip Code:",{"$f":"IF(E17<>\"\",E17,\"\")","v":""}]
[null,null,null,"Total Square Footage:",{"$f":"IF(E18<>\"\",E18,\"\")","v":""}]
[null,null,null,"Project Square Footage:",{"$f":"IF(E19<>\"\",E19,\"\")","v":""}]
[null,null,null,"Building Type:",{"$f":"IF(E22<>\"\",E22,\"\")","v":""}]
[]
[null,null,"Note regarding the estimated energy savings:"]
[]
[null,null,"The following results are based on an analysis of low-, mid-, and high-rise buildings based on the US Department of Energy Commercial and Residential Prototype Building Models. Model results are used to demonstrate the relative savings potential of a suite of energy efficiency upgrades, as defined in the scenarios put into the Early Design Planning tab, over a baseline energy model that meets the New Buildings program requirements. Results are not predictive of actual energy use once the project is completed and occupied."]
[]
[]
[]
[]
[]
[null,null,"Estimated Project Savings and Incentives for Prototypical Building With Above Characteristics:"]
[]
[null,null,null,null,null,null,"Final Results"]
[null,null,null,"Estimated EUI Reduction (kBtu/sf/yr)",null,null,{"$f":"'Ops Calc'!O103","v":0}]
[null,null,null,"Estimated EUI Reduction (%)",null,null,{"$f":"'Ops Calc'!O104","v":0},null,null,null,null,null,{"$f":"IF(G98>0.15,\"Best\",IF(G98>0.1,\"Better\",IF(G98>0.05,\"Good\",\"Does not qualify\")))","v":"Does not qualify"}]
[null,null,null,"Estimated Energy Savings (kWh/yr)",null,null,{"$f":"ROUND('Ops Calc'!O105,2)","v":0}]
[null,null,null,"Estimated Energy Savings (therms/yr)",null,null,{"$f":"ROUND('Ops Calc'!O106,2)","v":0}]
[null,null,null,"Estimated Project Incentives ($)",null,null,{"$f":"IFERROR(IF(G98<0.05,\"Does not qualify\",IF(G98<0.1,ROUND('2-Incentive Application'!$L$25*$E$19,2),IF(G98<0.15,ROUND('2-Incentive Application'!$L$26*$E$19,2),ROUND('2-Incentive Application'!$L$27*$E$19,2)))),\"Does not qualify\")","v":"Does not qualify"}]
[null,null,null,null,null,null,null,null,{"$f":"'Version History'!C1","v":"2024v1.1"}]
[]
["HIDE FROM HERE DOWN"]

{"sheet":"form ends here","index":4,"n_rows":5,"n_cols":2,"rows_kept":5,"cut":false,"hidden":true,"merged":[]}
["HIDE THIS TAB"]
[]
[]
[]
[null,"sheets after this are either lists used in the earlier form or sheets being used by the program to develop the offering and will be removed later"]

{"sheet":"Version History","index":5,"n_rows":7,"n_cols":4,"rows_kept":7,"cut":false,"hidden":true,"merged":[]}
["HIDE THIS TAB","current version:",{"$f":"A7","v":"2024v1.1"}]
[]
["Version","Change Log","Initiated by","QC'ed by"]
["2022v1.0","Initial version","ZM, 8/20/21","PJ, 10/1/21"]
["2023v1.0","- Updated code reference WWR on \"3-Project Input\" (E44) tab to match the final scenario (capped at 0.40)\n- Added \"In-Unit\" to Appliances grouping on \"1-Early Design Planning\" (C67) and \"3-Project Input\" (C72) tabs\n- Added \"Electric\" to dryer description on \"1-Early Design Planning\" (D69) and \"3-Project Input\" (D74) tabs\n- Removed formula from \"Unit of Measure\" column for Heating Efficiency on \"3-Project Input\" (H50) tab\n- Added fields for CEC Sector, Sub-sector, Electric Load Profile, and Gas Load Profile to \"Ops Calc\" tab (Note: This change is to a hidden tab with no impact to form user experience)\n- Fixed conditional formatting on \"MF MSO SV\" tab so that selections better than code are shaded green and selections worse than code are shaded red (Note: This change is to a hidden tabl with no impacts to form user experience)","PJ, 12/19/22"]
["2024v1.0","- Added \"Electric Resistance\" option to Heating System Type dropdown selection on both \"1-Early Design Planning\" and \"3-Project Input\" tabs\n- Removed in-unit restriction on HPWH option from Water Heater Type dropdown selections on both \"1-Early Design Planning\" and \"3-Project Input\" tabs\n- Rounded all savings and incentives values to two decimal places on both \"1-Early Design Planning\" and \"3-Project Input\" tabs (Note: This also results in the final savings and incentives in the \"Installation Measures\" table of the \"Ops Calc\" tab also rounded to two decimal places)\n- Renamed all the measures in the \"Installation Measures\" table of the \"Ops Calc\" tab to align with PT\n- Set the \"Ops Calc\" tab print area to one sheet","PJ, 3/19/24","EB, 3/22/24"]
["2024v1.1","- Updated \"Ops Calc\" tab so that Measure Names align with PT (in cell C8)\n- Corrected efficiency dropdown options on the \"1-Early Design Planning\" and \"3-Project Input\" tabs  for Heating System Type = Electric Resistance and Water Heater Type = Heat Pump Water Heater","PJ, 5/6/24","CNF, 5/6/24"]

{"sheet":"Lists","index":6,"n_rows":513,"n_cols":143,"rows_kept":513,"cut":false,"hidden":true,"merged":[[16,82,16,91],[16,92,16,96],[16,98,16,103],[29,83,29,92],[29,93,29,98],[29,99,29,104]]}
["HIDE THIS TAB",null,null,null,null,null,null,null,null,null,null,null,null,null,null,null,null,null,null,null,null,null,null,null,null,null,null,null,null,null,null,null,null,null,null,null,null,null,null,null,null,null,null,null,null,null,null,null,null,null,null,null,null,null,null,null,null,null,null,null,null,null,null,null,null,null,null,null,null,null,null,null,null,null,null,null,null,null,null,null,null,null,null,null,null,null,null,null,null,null,null,null,null,null,null,null,null,null,null,null,null,null,null,null,null,null,null,null,null,null,null,null,null,null,null,null,null,null,null,null,null,null,null,null,null,null,null,null,null,null,null,null,null,null,"Not used"]
[null,null,null,null,null,null,null,null,null,null,null,null,null,null,null,null,null,null,null,null,null,null,null,null,null,null,null,null,null,null,null,null,null,null,null,null,null,null,null,null,null,null,null,null,null,null,null,null,null,null,null,null,null,null,null,null,null,null,null,null,null,null,null,null,null,null,null,null,null,null,null,null,null,null,null,null,null,null,null,null,null,null,null,null,null,null,null,null,null,null,null,null,null,null,null,null,null,null,null,null,null,null,null,null,null,null,null,null,null,null,null,null,null,null,null,null,null,null,null,null,null,null,"Measure savings by CZ & Building Type",null,"High Rise4C","Mid Rise4C","Low Rise4C","High Rise5B","Mid Rise5B","Low Rise5B",null,null,null,null,"Cooling System savings by building type",null,null,null,null,"Heating System savings by building type"]
["LOOKUPS",null,null,null,null,null,null,null,null,null,null,null,null,null,null,null,null,null,null,null,null,null,null,null,null,null,null,null,null,null,null,null,null,null,null,null,null,null,null,null,null,null,null,null,null,null,null,null,null,null,null,null,null,null,null,null,null,null,null,null,null,null,null,null,null,null,null,null,null,null,null,null,null,null,null,null,null,null,null,null,null,null,null,null,null,null,null,null,null,null,null,null,null,null,null,null,null,null,null,null,null,null,null,null,null,null,null,null,null,null,null,null,null,null,null,null,null,null,null,null,null,null,null,null,2,3,4,5,6,7,null,null,null,null,"Climate Zone","Building Type","Cooling System","Relative savings",null,"Climate Zone","Building Type","HVAC System","Relative savings"]
[null,null,null,null,null,null,null,null,null,null,null,null,null,null,null,null,null,null,null,null,null,null,null,null,null,null,null,null,null,null,null,null,null,null,null,null,null,null,null,null,null,null,null,null,null,null,null,null,null,null,null,null,null,null,null,null,null,null,null,null,null,null,null,null,null,null,null,null,null,null,null,null,null,null,null,null,null,null,null,null,null,null,null,null,null,null,null,null,null,null,null,null,null,null,null,null,null,null,null,null,null,null,null,null,null,null,null,null,null,null,null,null,null,null,null,null,null,null,null,null,null,null,null,"Case","EUI%",null,null,null,null,null,null,null,null,null,"4C","High Rise","PTAC - DX Coils",0,null,"4C","High Rise","PTAC - HW coils (NG boiler)",0]
["Building Type",null,"DHW System Type",null,"Y/N",null,null,null,null,null,null,null,null,null,null,null,null,null,null,null,null,null,null,null,null,null,null,null,null,null,null,null,null,null,null,null,null,null,null,null,null,null,null,null,null,null,null,null,null,null,null,null,null,null,null,null,null,null,null,null,null,null,null,null,null,null,null,null,null,null,null,null,null,null,null,null,null,null,null,null,null,null,null,null,null,null,null,null,null,null,null,null,null,null,null,null,null,null,null,null,null,null,null,null,null,null,null,null,null,null,null,null,null,null,null,null,null,null,null,null,null,null,"A1_DRY",{"$f":"IF(LEN(DS5)=6,LEFT(DS5,2),LEFT(DS5,3))","v":"A1"},1.2083735255567185E-2,1.2083735255567185E-2,1.2083735255567185E-2,1.0235853170159567E-2,1.0235853170159567E-2,1.0235853170159567E-2,null,"DHP","H1",null,"4C","High Rise","High-Efficiency Split System",1.1398911497840669E-2,null,"4C","High Rise","PTAC - HW (condensing NG boiler)",1.8350341611330201E-2]
["Low Rise",null,"Central",null,"Y",null,null,null,null,null,null,null,null,null,null,null,null,null,null,null,null,null,null,null,null,null,null,null,null,null,null,null,null,null,null,null,null,null,null,null,null,null,null,null,null,null,null,null,null,null,null,null,null,null,null,null,null,null,null,null,null,null,null,null,null,null,null,null,null,null,null,null,null,null,null,null,null,null,null,null,null,null,null,null,null,null,null,null,null,null,null,null,null,null,null,null,null,null,null,null,null,null,null,null,null,null,null,null,null,null,null,null,null,null,null,null,null,null,null,null,null,null,"A2_REF",{"$f":"IF(LEN(DS6)=6,LEFT(DS6,2),LEFT(DS6,3))","v":"A2"},9.4816731008409549E-3,9.4816731008409549E-3,9.4816731008409549E-3,8.0900230415312316E-3,8.0900230415312316E-3,8.0900230415312316E-3,null,"VRF","H2",null,"4C","High Rise","DHP",0.13481309151370369,null,"4C","High Rise","PTHP - DX coils",8.7381267969123044E-2]
["Mid Rise",null,"In-Unit",null,"N",null,null,null,null,null,null,null,null,null,null,null,null,null,null,null,null,null,null,null,null,null,null,null,null,null,null,null,null,null,null,null,null,null,null,null,null,null,null,null,null,null,null,null,null,null,null,null,null,null,null,null,null,null,null,null,null,null,null,null,null,null,null,null,null,null,null,null,null,null,null,null,null,null,null,null,null,null,null,null,null,null,null,null,null,null,null,null,null,null,null,null,null,null,null,null,null,null,null,null,null,null,null,null,null,null,null,null,null,null,null,null,null,null,null,null,null,null,"A3_CLO","A3",2.8319587054290878E-3,2.8319587054290878E-3,2.8319587054290878E-3,2.4572189538817099E-3,2.4572189538817099E-3,2.4572189538817099E-3,null,"High-Efficiency Split System","H3",null,"4C","High Rise","VRF",0.10020934555754279,null,"4C","High Rise","Condensing Furnace",1.8762824302795744E-2]
["High Rise",null,null,null,null,null,null,null,null,null,null,null,null,null,null,null,null,null,null,null,null,null,null,null,null,null,null,null,null,null,null,null,null,null,null,null,null,null,null,null,null,null,null,null,null,null,null,null,null,null,null,null,null,null,null,null,null,null,null,null,null,null,null,null,null,null,null,null,null,null,null,null,null,null,null,null,null,null,null,null,null,null,null,null,null,null,null,null,null,null,null,null,null,null,null,null,null,null,null,null,null,null,null,null,null,null,null,null,null,null,null,null,null,null,null,null,null,null,null,null,null,null,"A4_DSH","A4",4.2775487913882873E-3,4.2775487913882873E-3,4.2775487913882873E-3,3.7983627842743716E-3,3.7983627842743716E-3,3.7983627842743716E-3,null,"PTAC - DX coils",null,null,"4C","Mid Rise","PTAC - DX Coils",0,null,"4C","Mid Rise","PTAC - HW coils (NG boiler)",0]
[null,null,"DHWGas",null,"DHWElectric",null,"Appliance Type",null,"Cooling Systems",null,"HeatGas","HeatElectric",null,"DHP_cool","VRF_cool","High-Efficiency Split System_cool","PTAC - DX coils_cool",null,"Furnace_heat","PTAC - HW (condensing NG boiler)_heat","PTAC - HW coils (NG boiler)_heat","DHP_heat","VRF_heat","PTHP - DX coils_heat","Electric_Resistance_heat","DOAS_heat_coil","DOAS_cool_coil",null,"Condensing - Central Storage Tank","Condensing - In-Unit Storage Tank","Condensing - Tankless","Standard - Tankless","Standard - Central Storage Tank","Heat Pump Water Heater",null,null,null,null,null,null,null,null,null,null,null,null,null,null,null,null,null,null,null,null,null,null,null,null,null,null,null,null,null,null,null,null,null,null,null,null,null,null,null,null,null,null,null,null,null,null,null,null,null,null,null,null,null,null,null,null,null,null,null,null,null,null,null,null,null,null,null,null,null,null,null,null,null,null,null,null,null,null,null,null,null,null,null,null,null,null,null,null,"D1_AER","D1",1.7866095599403574E-2,1.7866095599403574E-2,1.7866095599403574E-2,1.8819173684673094E-2,1.8819173684673094E-2,1.8819173684673094E-2,null,null,null,null,"4C","Mid Rise","High-Efficiency Split System",2.0142131486623915E-2,null,"4C","Mid Rise","PTAC - HW (condensing NG boiler)",3.5012220450935327E-2]
["Heating Fuel Type",null,"Condensing - Central Storage Tank",null,"Heat Pump Water Heater",null,"Standard Efficiency",null,"DHP",null,"Furnace","DHP",null,"SEER","SEER","SEER","SEER",null,"Et","Et","Et","COP","COP","COP","COP","Gas","DX",null,"Et","Et","Et","Et","Et","COP",null,null,null,null,null,null,null,null,null,null,null,null,null,null,null,null,null,null,null,null,null,null,null,null,null,null,null,null,null,null,null,null,null,null,null,null,null,null,null,null,null,null,null,null,null,null,null,null,null,null,null,null,null,null,null,null,null,null,null,null,null,null,null,null,null,null,null,null,null,null,null,null,null,null,null,null,null,null,null,null,null,null,null,null,null,null,null,null,"D2_HPW","D2",0.15895568798900955,0.15895568798900955,0.15895568798900955,0.1746600867763092,0.1746600867763092,0.1746600867763092,null,"Furnace","H10",null,"4C","Mid Rise","DHP",0.16057501114196582,null,"4C","Mid Rise","PTHP - DX coils",0.12700341115567892]
["Gas",null,"Condensing - Tankless",null,"Standard - Tankless",null,"ENERGY STAR",null,"VRF",null,"PTAC - HW (condensing NG boiler)","VRF",null,"EER","EER","EER","EER",null,null,null,null,"HSPF",null,null,null,"Electric",null,null,"UEF","UEF","UEF","UEF","UEF","UEF",null,null,null,null,null,null,null,null,null,null,null,null,null,null,null,null,null,null,null,null,null,null,null,null,null,null,null,null,null,null,null,null,null,null,null,null,null,null,null,null,null,null,null,null,null,null,null,null,null,null,null,null,null,null,null,null,null,null,null,null,null,null,null,null,null,null,null,null,null,null,null,null,null,null,null,null,null,null,null,null,null,null,null,null,null,null,null,null,"D3_CWH","D3",4.995819550769505E-2,4.995819550769505E-2,4.995819550769505E-2,5.2615998210570031E-2,5.2615998210570031E-2,5.2615998210570031E-2,null,"PTAC - HW (condensing NG boiler)","H9",null,"4C","Mid Rise","VRF",0.13008387900396545,null,"4C","Mid Rise","Condensing Furnace",3.5741526392174316E-2]
["Electric",null,"Standard - Tankless",null,"Standard - Central Storage Tank",null,null,null,"High-Efficiency Split System",null,"PTAC - HW coils (NG boiler)","PTHP - DX coils",null,null,"COP",null,null,null,null,null,null,null,null,null,null,null,null,null,null,null,null,null,null,null,null,null,null,null,null,null,null,null,null,null,null,null,null,null,null,null,null,null,null,null,null,null,null,null,null,null,null,null,null,null,null,null,null,null,null,null,null,null,null,null,null,null,null,null,null,null,null,null,null,null,null,null,null,null,null,null,null,null,null,null,null,null,null,null,null,null,null,null,null,null,null,null,null,null,null,null,null,null,null,null,null,null,null,null,null,null,null,null,"D4_TWH","D4",0.18931307979415002,0.18931307979415002,0.18931307979415002,0.21516263045416981,0.21516263045416981,0.21516263045416981,null,"PTAC - HW coils (NG boiler)",null,null,"4C","Low Rise","PTAC - DX Coils",0,null,"4c","Low Rise","PTAC - HW coils (NG boiler)",0]
[null,null,"Standard - Central Storage Tank",null,null,null,null,null,"PTAC - DX coils",null,null,"Electric Resistance",null,null,null,null,null,null,null,null,null,null,null,null,null,null,null,null,null,null,null,null,null,null,null,null,null,null,null,null,null,null,null,null,null,null,null,null,null,null,null,null,null,null,null,null,null,null,null,null,null,null,null,null,null,null,null,null,null,null,null,null,null,null,null,null,null,null,null,null,null,null,null,null,null,null,null,null,null,null,null,null,null,null,null,null,null,null,null,null,null,null,null,null,null,null,null,null,null,null,null,null,null,null,null,null,null,null,null,null,null,null,"E1_WIN","E1",1.9311685685362567E-2,1.9311685685362567E-2,1.9311685685362567E-2,3.1157696924286306E-2,3.1157696924286306E-2,3.1157696924286306E-2,null,"DHP",null,null,"4C","Low Rise","High-Efficiency Split System",1.4803951516179747E-2,null,"4c","Low Rise","PTAC - HW (condensing NG boiler)",8.5199498326153589E-2]
["Weather",null,null,null,null,null,null,null,null,null,"Zip Input","CZ","Weather File",null,null,null,null,null,null,null,null,null,null,null,null,null,null,null,null,null,null,null,null,null,null,null,null,null,null,null,null,null,null,null,null,null,null,null,null,null,null,null,null,null,null,null,null,null,null,null,null,null,null,null,null,null,null,null,null,null,null,null,null,null,null,null,null,null,null,null,"Codes",null,null,null,null,null,null,null,null,null,null,null,null,null,null,null,null,null,null,null,null,null,null,null,null,null,null,null,null,null,null,null,null,null,null,null,null,null,null,null,null,null,"E2_WAL","E2",9.4816731008409549E-3,9.4816731008409549E-3,9.4816731008409549E-3,1.1845225766630722E-2,1.1845225766630722E-2,1.1845225766630722E-2,null,"VRF",null,null,"4C","Low Rise","DHP",9.5801552232359755E-2,null,"4C","Low Rise","PTHP - DX coils",5.4033757263658444E-2]
[null,null,null,null,null,null,null,"90.1 Annex 1",null,null,{"$f":"'1-Early Design Planning'!E9","v":0},{"$f":"VLOOKUP(K15,$K$19:$N$502,4,FALSE)","v":{"$error":"#N/A"}},{"$f":"VLOOKUP(VLOOKUP(K15,$P$19:$CA$513,63,FALSE),$A$19:$D$37,4,FALSE)","v":{"$error":"#N/A"}},null,null,null,null,null,null,null,null,null,null,null,null,null,null,null,null,null,null,null,null,null,null,null,null,null,null,null,null,null,null,null,null,null,null,null,null,null,null,null,null,null,null,null,null,null,null,null,null,null,null,null,null,null,null,null,null,null,null,null,null,null,null,null,null,null,null,null,null,null,null,null,null,null,null,null,null,null,null,null,null,null,null,null,null,null,null,null,null,null,null,null,null,null,null,null,null,null,null,null,null,null,null,null,null,null,null,null,null,null,"E3_ROF","E3",7.7469649976899969E-3,7.7469649976899969E-3,7.7469649976899969E-3,1.104053946839524E-2,1.104053946839524E-2,1.104053946839524E-2,null,"PTHP - DX coils","H11",null,"4C","Low Rise","VRF",0.11582489780456739,null,"4c","Low Rise","Condensing Furnace",1.2018093840732158E-2]
[null,null,null,null,null,null,null,"Oregon (OR)",null,null,null,null,null,null,null,null,null,null,null,null,null,null,null,null,null,null,null,null,null,null,null,null,null,null,null,null,null,null,null,null,null,null,null,null,null,null,null,null,null,null,null,null,null,null,null,null,null,null,null,null,null,null,null,null,null,null,null,null,null,null,null,null,null,null,null,null,null,null,null,null,null,null,null,null,null,null,null,null,null,null,null,null,null,null,null,null,null,null,null,null,null,null,null,null,null,null,null,null,null,null,null,null,null,null,null,null,null,null,null,null,null,null,"E4_AIR","E4",1.9022567668170808E-2,1.9022567668170808E-2,1.9022567668170808E-2,2.659780790095095E-2,2.659780790095095E-2,2.659780790095095E-2,null,null,null,null,"5B","High Rise","PTAC - DX Coils",0,null,"5B","High Rise","PTAC - HW coils (NG boiler)",0]
[null,"https://www.mapdevelopers.com/what-county-am-i-in.php",null,null,null,null,null,"Zone 4C except…",null,null,"https://www.zipcodestogo.com/Oregon/",null,null,null,null,"https://public.opendatasoft.com/explore/dataset/us-zip-code-latitude-and-longitude/table/",null,null,null,null,"Lat Diff",null,null,null,null,null,null,null,null,null,null,null,null,null,null,null,null,null,null,"Long Diff",null,null,null,null,null,null,null,null,null,null,null,null,null,null,null,null,null,null,"Distance From",null,null,null,null,null,null,null,null,null,null,null,null,null,null,null,null,null,null,null,null,null,null,null,"Envelope",null,null,null,null,null,null,null,null,null,"Lighting",null,null,null,null,null,"DHW",null,null,null,null,null,null,null,null,null,null,null,null,null,null,null,null,null,null,null,null,null,null,null,"E5_WWR","E5",0,0,0,0,0,0,null,"Condensing - Central Storage Tank","D3",null,"5B","High Rise","High-Efficiency Split System",1.8954346242050613E-2,null,"5B","High Rise","PTAC - HW (condensing NG boiler)",3.2734753390525673E-2]
["Location","County","ASHRAE CZ","Weather File","Latitude","Longitude",null,"County","Zone",null,"Zip Code","City","County","CZ",null,"Zip","City","State","Latitude","Longitude","Klamath Falls","La Grande","Lakeview","Medford","North Bend","Pendleton","Portland (PDX)","Portland (Hillsboro)","Portland (Troutdale)","Redmond","Roseburg","Salem","Sexton","Astoria","Aurora","Baker","Burns","Corvallis","Eugene","Klamath Falls","La Grande","Lakeview","Medford","North Bend","Pendleton","Portland (PDX)","Portland (Hillsboro)","Portland (Troutdale)","Redmond","Roseburg","Salem","Sexton","Astoria","Aurora","Baker","Burns","Corvallis","Eugene","Klamath Falls","La Grande","Lakeview","Medford","North Bend","Pendleton","Portland (PDX)","Portland (Hillsboro)","Portland (Troutdale)","Redmond","Roseburg","Salem","Sexton","Astoria","Aurora","Baker","Burns","Corvallis","Eugene","Closest TMY3",null,"Lookup","Building Type","CZ",":wall_base_cont_insul",":wall_base_cavity_insul",":roof_base_cont_insul",":attic_insul",":foundation_insul",":air_leakage",":window_u",":window_shgc",":window_wall_ratio",":overhang",":lighting_density_residence",":lighting_density_corridor",":lighting_density_office",":lighting_density_elevator",":lighting_schedule_corridor",":ext_light_w",":water_heater_fuel",":dhw_storage_type",":water_heater_eff","kitchen GPM","bath GPM","showerhead GPM","prototype:ext_light_w",null,null,null,null,null,null,null,null,null,null,null,null,null,null,null,null,null,"E6_OVR","E6",7.4578469804982388E-3,7.4578469804982388E-3,7.4578469804982388E-3,5.1395066146670328E-3,5.1395066146670328E-3,5.1395066146670328E-3,null,"Condensing - In-Unit Storage Tank","D3",null,"5B","High Rise","DHP",0.17516426947572417,null,"5B","High Rise","PTHP - DX coils",0.12702816082335877]
["Klamath Falls","Klamath",{"$f":"IFERROR(VLOOKUP(B19,$H$19:$I$36,2,FALSE),\"4C\")","v":"5B"},"USA_OR_Klamath.Falls.Intl.AP.725895_TMY3.epw",42.22,121.74,null,"Baker","5B",null,97001,"Antelope","Wasco",{"$f":"IFERROR(VLOOKUP(M19,$H$19:$I$36,2,FALSE),\"4C\")","v":"5B"},null,97452,"Lowell","OR",43.864671000000001,122.70932000000001,{"$f":"$S19-VLOOKUP(U$18,$A$19:$F$37,5,FALSE)","v":1.6446710000000024},-1.418329,1.6976709999999997,1.6746710000000036,0.44767099999999971,-1.8353290000000015,-1.7353290000000001,-1.668329,-1.6853259999999963,-0.3853289999999987,0.63167100000000431,-1.0353259999999977,1.2646709999999999,-2.2853259999999977,-1.3853289999999987,-0.96832899999999711,{"$f":"$S19-VLOOKUP(AK$18,$A$19:$F$37,5,FALSE)","v":0.34467099999999817},-0.61832899999999569,-0.18532599999999633,{"$f":"$T19-VLOOKUP(AN$18,$A$19:$F$37,6,FALSE)","v":0.9693200000000104},4.7093200000000053,2.3093230000000062,9.323000000009074E-3,-1.5406799999999947,3.8763200000000069,9.2320000000000846E-2,-0.24067699999999093,0.3093199999999996,1.5423200000000037,-0.64067699999999661,-0.29067999999999472,-0.65767999999999915,-1.1736799999999903,-5.7679999999990628E-2,4.8923200000000122,{"$f":"$T19-VLOOKUP(BD$18,$A$19:$F$37,6,FALSE)","v":3.6893200000000093},-0.57367999999999597,-0.3606799999999879,{"$f":"SQRT(U19^2+AN19^2)","v":1.9090636345185115},{"$f":"SQRT(V19^2+AO19^2)","v":4.9182671760124066},2.866192516662136,1.6746969506660039,1.604401504188083,{"$f":"SQRT(Z19^2+AS19^2)","v":4.2888564070904804},1.7377829900885211,1.6855999141462945,1.7134767546354364,1.5897262093332329,0.89970843642260079,1.0753579816395991,1.4254598277892641,2.5690931607623666,1.3865292714692306,4.9872292943718879,3.7053852917936978,0.8434687277196411,0.40550682938267502,{"$f":"INDEX($BG$18:$BY$18,MATCH(MIN(BG19:BY19),BG19:BY19,0))","v":"Eugene"},null,{"$f":"CC19&CD19","v":"Low Rise4C"},"Low Rise","4C",7.5,13,30,49,15,0.4,0.36,0.36,0.3,"N",0.21,0.41,0.66,0.65,"N",0,null,"Standard - Central Storage Tank",0.8,1.8,1.2,"n/a",1650,null,null,null,null,null,null,null,null,null,null,null,null,null,null,null,null,null,"E7_FND","E7",2.2537226710455725E-3,2.2537226710455725E-3,2.2537226710455725E-3,1.9207614217245312E-3,1.9207614217245312E-3,1.9207614217245312E-3,null,"Condensing - Tankless","D4",null,"5B","High Rise","VRF",0.1322754581285791,null,"5B","High Rise","Condensing Furnace",3.332517302040483E-2]
["La Grande","Union",{"$f":"IFERROR(VLOOKUP(B20,$H$19:$I$36,2,FALSE),\"4C\")","v":"5B"},"USA_OR_La.Grande.Muni.AP.726884_TMY3.epw",45.283000000000001,118,null,"Crook","5B",null,97002,"Aurora","Marion",{"$f":"IFERROR(VLOOKUP(M20,$H$19:$I$36,2,FALSE),\"4C\")","v":"4C"},null,97632,"Malin","OR",42.026248000000002,121.41706000000001,-0.19375199999999637,-3.2567519999999988,-0.1407519999999991,-0.16375199999999523,-1.3907519999999991,-3.6737520000000004,-3.5737519999999989,-3.5067519999999988,-3.5237489999999951,-2.2237519999999975,-1.2067519999999945,-2.8737489999999966,-0.57375199999999893,-4.1237489999999966,-3.2237519999999975,-2.8067519999999959,-1.4937520000000006,-2.4567519999999945,-2.0237489999999951,-0.32293999999998846,3.4170600000000064,1.0170630000000074,-1.2829369999999898,-2.8329399999999936,2.584060000000008,-1.199939999999998,-1.5329369999999898,-0.98293999999999926,0.25006000000000483,-1.9329369999999955,-1.5829399999999936,-1.949939999999998,-2.4659399999999891,-1.3499399999999895,3.6000600000000134,2.3970600000000104,-1.8659399999999948,-1.6529399999999868,{"$f":"SQRT(U20^2+AN20^2)","v":0.37660334717576682},4.7204589430588246,1.026756188913909,1.2933452993972538,3.1559056020584584,4.4915275621000088,3.7698221922398396,3.8271667634782989,3.6582752846937265,2.2377674054968248,2.2787048592288053,3.2808737187829951,2.0325986719232088,4.804806541225247,3.4949842576332095,4.5648974570196073,2.8243922675690873,3.0850222808115917,2.6130003173748251,{"$f":"INDEX($BG$18:$BY$18,MATCH(MIN(BG20:BY20),BG20:BY20,0))","v":"Klamath Falls"},null,"Low Rise5B","Low Rise","5B",10,13,30,49,20,0.4,0.36,0.38,0.3,"N",0.21,0.41,0.66,0.65,"N",0,null,"Standard - Central Storage Tank",0.8,1.8,1.2,"n/a",1650,null,null,null,null,null,null,null,null,null,null,null,null,null,null,null,null,"Furnace","H10_HEF","H10",8.3252010320737178E-3,8.3252010320737178E-3,8.3252010320737178E-3,1.2649912064866395E-2,1.2649912064866395E-2,1.2649912064866395E-2,null,"Standard - Tankless","D4",null,"5B","Mid Rise","PTAC - DX Coils",0,null,"5B","Mid Rise","PTAC - HW coils (NG boiler)",0]
["Lakeview","Lake","5B","USA_OR_Lakeview.AWOS.725976_TMY3.epw",42.167000000000002,120.399997,null,"Deschutes","5B",null,97004,"Beavercreek","Clackamas","4C",null,97352,"Jefferson","OR",44.736024999999998,123.02553,2.5160249999999991,-0.54697500000000332,2.5690249999999963,2.5460250000000002,1.3190249999999963,-0.96397500000000491,-0.86397500000000349,-0.79697500000000332,-0.8139719999999997,0.48602499999999793,1.5030250000000009,-0.16397200000000112,2.1360249999999965,-1.4139720000000011,-0.51397500000000207,-9.6975000000000477E-2,1.2160249999999948,0.25302500000000094,0.6860280000000003,1.2855300000000085,5.0255300000000034,2.6255330000000043,0.32553300000000718,-1.2244699999999966,4.192530000000005,0.40852999999999895,7.5533000000007178E-2,0.6255299999999977,1.8585300000000018,-0.32446699999999851,2.5530000000003383E-2,-0.34147000000000105,-0.85746999999999218,0.25853000000000748,5.2085300000000103,4.0055300000000074,-0.25746999999999787,-4.4469999999989795E-2,2.8254148689219107,5.0552085448104949,3.6733245139401998,2.566751845175923,1.7997649100715853,4.3019246392196422,0.95569323609880452,0.80054630391627335,1.0265662169017626,1.9210294275531035,1.5376485244404854,0.16594757510732278,2.1631469116832971,1.6536540199461283,0.57533300055272862,5.2094326861497215,4.1860467486072164,0.36098815981275534,0.68746781574412597,"Salem",null,"Mid Rise4C","Mid Rise","4C",7.5,13,30,49,15,0.4,0.36,0.36,0.3,"N",0.21,0.41,0.66,0.65,"N",0,null,"Standard - Central Storage Tank",0.8,1.8,1.2,"n/a",1650,null,null,null,null,null,null,null,null,null,null,null,null,null,null,null,null,"PTHP - DX coils","H11_PHP","H11",4.2441127060707913E-2,4.2441127060707913E-2,4.2441127060707913E-2,5.3152455742727214E-2,5.3152455742727214E-2,5.3152455742727214E-2,null,"Standard - Central Storage Tank",null,null,"5B","Mid Rise","High-Efficiency Split System",2.9346936736496576E-2,null,"5B","Mid Rise","PTAC - HW (condensing NG boiler)",5.2377527081554853E-2]
["Medford","Jackson","4C","USA_OR_Medford-Rogue.Valley.Intl.AP.725970_TMY3.epw",42.19,122.699997,null,"Gilliam","5B",null,97005,"Beaverton","Washington","4C",null,97281,"Portland","OR",45.548616000000003,123.11472500000001,3.3286160000000038,0.26561600000000141,3.3816160000000011,3.3586160000000049,2.1316160000000011,-0.15138400000000019,-5.1383999999998764E-2,1.5616000000001407E-2,-1.3809999999949696E-3,1.2986160000000027,2.3156160000000057,0.64861900000000361,2.9486160000000012,-0.60138099999999639,0.29861600000000266,0.71561600000000425,2.0286159999999995,1.0656160000000057,1.498619000000005,1.3747250000000122,5.1147250000000071,2.714728000000008,0.41472800000001087,-1.1352749999999929,4.2817250000000087,0.49772500000000264,0.16472800000001087,0.71472500000000139,1.9477250000000055,-0.23527199999999482,0.11472500000000707,-0.25227499999999736,-0.76827499999998849,0.34772500000001116,5.297725000000014,4.0947250000000111,-0.16827499999999418,4.4725000000013893E-2,3.601326602945234,5.121617291938267,4.3364818557720319,3.3841248129228392,2.4150851117674899,4.2844003187238551,0.50037035391897722,0.16546653268864861,0.7147263341909279,2.3409477121629667,2.3275374053793474,0.65868690042083444,2.959388279878294,0.97565648810735528,0.45834942029090575,5.3458391703343597,4.5696887969621178,1.0788206222913104,1.4992862411114218,"Portland (Hillsboro)",null,"Mid Rise5B","Mid Rise","5B",10,13,30,49,20,0.4,0.36,0.38,0.3,"N",0.21,0.41,0.66,0.65,"N",0,null,"Standard - Central Storage Tank",0.8,1.8,1.2,"n/a",1650,null,null,null,null,null,null,null,null,null,null,null,null,null,null,null,null,"DHP","H1_DHP","H1",6.412497835009405E-2,6.412497835009405E-2,6.412497835009405E-2,8.1584704947053124E-2,8.1584704947053124E-2,8.1584704947053124E-2,null,"Heat Pump Water Heater","D2",null,"5B","Mid Rise","DHP",0.20878061902813805,null,"5B","Mid Rise","PTHP - DX coils",0.15704819932862435]
["North Bend","Coos","4C","USA_OR_North.Bend.Muni.AP.726917_TMY3.epw",43.417000000000002,124.25,null,"Grant","5B",null,97006,"Beaverton","Washington","4C",null,97306,"Salem","OR",44.858446000000001,123.05368,2.6384460000000018,-0.42455400000000054,2.6914459999999991,2.668446000000003,1.4414459999999991,-0.84155400000000213,-0.74155400000000071,-0.67455400000000054,-0.69155099999999692,0.60844600000000071,1.6254460000000037,-4.1550999999998339E-2,2.2584459999999993,-1.2915509999999983,-0.39155399999999929,2.54460000000023E-2,1.3384459999999976,0.37544600000000372,0.80844900000000308,1.3136800000000051,5.0536799999999999,2.6536830000000009,0.35368300000000374,-1.1963200000000001,4.2206800000000015,0.43667999999999552,0.10368300000000374,0.65367999999999427,1.8866799999999984,-0.29631700000000194,5.367999999999995E-2,-0.31332000000000448,-0.82931999999999562,0.28668000000000404,5.2366800000000069,4.0336800000000039,-0.2293200000000013,-1.6319999999993229E-2,2.9473975702839992,5.0714817993675183,3.7796712866868463,2.6917830000587006,1.8732186506961748,4.3037603089990988,0.86057640992302198,0.68247583356848729,0.95159882723813205,1.9823642342707848,1.652234385129729,6.7882457240437732E-2,2.2800762612939067,1.5348862003422237,0.48528337836361318,5.2367418230533449,4.2499425922376917,0.43994017924713741,0.80861370752727457,"Salem",null,"High Rise4C","High Rise","4C",7.5,13,30,49,15,0.4,0.36,0.36,0.3,"N",0.21,0.41,0.66,0.65,"N",0,null,"Standard - Central Storage Tank",0.8,1.8,1.2,"n/a",1650,null,null,null,null,null,null,null,null,null,null,null,null,null,null,null,null,"VRF","H2_VRF","H2",4.2441127060707913E-2,4.2441127060707913E-2,4.2441127060707913E-2,6.2004005023319236E-2,6.2004005023319236E-2,6.2004005023319236E-2,null,null,null,null,"5B","Mid Rise","VRF",0.17371794937315022,null,"5B","Mid Rise","Condensing Furnace",5.331289573387421E-2]
["Pendleton","Umatilla","5B","USA_OR_Pendleton-Eastern.Oregon.Rgnl.AP.726880_TMY3.epw",45.7,118.833,null,"Harney","5B",null,97007,"Beaverton","Washington","4C",null,97390,"Tidewater","OR",44.309871999999999,123.83344,2.0898719999999997,-0.97312800000000266,2.142871999999997,2.1198720000000009,0.892871999999997,-1.3901280000000042,-1.2901280000000028,-1.2231280000000027,-1.240124999999999,5.9871999999998593E-2,1.0768720000000016,-0.59012500000000045,1.7098719999999972,-1.8401250000000005,-0.94012800000000141,-0.52312799999999982,0.78987199999999547,-0.17312799999999839,0.25987500000000097,2.0934400000000011,5.833439999999996,3.4334429999999969,1.1334429999999998,-0.41656000000000404,5.0004399999999976,1.2164399999999915,0.88344299999999976,1.4334399999999903,2.6664399999999944,0.48344299999999407,0.83343999999999596,0.46643999999999153,-4.9559999999999604E-2,1.0664400000000001,6.0164400000000029,4.8134399999999999,0.55043999999999471,0.76344000000000278,2.9580493589499151,5.9140510936230477,4.04727454500346,2.4038615456454648,0.98526272739000842,5.1900728366742586,1.7731769595796092,1.5088119957877475,1.8954314150675486,2.6671120955040433,1.1804111311881966,1.0212099437554425,1.7723511305562401,1.8407922775872898,1.4216662512643403,6.0391401025298324,4.8778173817788621,0.57702469443169724,0.80645870893989657,"Corvallis",null,"High Rise5B","High Rise","5B",10,13,30,49,20,0.4,0.36,0.38,0.3,"N",0.21,0.41,0.66,0.65,"N",0,null,"Standard - Central Storage Tank",0.8,1.8,1.2,"n/a",1650,null,null,null,null,null,null,null,null,null,null,null,null,null,null,null,null,"High-Efficiency Split System","H3_HES","H3",8.903437066457234E-3,8.903437066457234E-3,8.903437066457234E-3,7.8217942754525462E-3,7.8217942754525462E-3,7.8217942754525462E-3,null,null,null,null,"5B","Low Rise","PTAC - DX Coils",0,null,"5B","Low Rise","PTAC - HW coils (NG boiler)",0]
["Portland (PDX)","Multnomah","4C","USA_OR_Portland.Intl.AP.726980_TMY3.epw",45.6,122.617,null,"Hood River","5B",null,97008,"Beaverton","Washington","4C",null,97041,"Mount Hood Parkdale","OR",45.503224000000003,121.59251999999999,3.2832240000000041,0.22022400000000175,3.3362240000000014,3.3132240000000053,2.0862240000000014,-0.19677599999999984,-9.6775999999998419E-2,-2.9775999999998248E-2,-4.6772999999994624E-2,1.253224000000003,2.270224000000006,0.60322700000000395,2.9032240000000016,-0.64677299999999605,0.253224000000003,0.67022400000000459,1.9832239999999999,1.020224000000006,1.4532270000000054,-0.14748000000000161,3.5925199999999933,1.1925229999999942,-1.1074770000000029,-2.6574800000000067,2.7595199999999949,-1.0244800000000112,-1.3574770000000029,-0.80748000000001241,0.42551999999999168,-1.7574770000000086,-1.4074800000000067,-1.7744800000000112,-2.2904800000000023,-1.1744800000000026,3.7755200000000002,2.5725199999999973,-1.690480000000008,-1.4774799999999999,3.2865346772209825,3.5992636136543199,3.5429509852247456,3.4934164623910848,3.3785397035666223,2.7665269607534952,1.0290407497159784,1.3578035261793246,0.80883352052756785,1.3234944898170149,2.8710002465525939,1.5313010036988233,3.4025709198451763,2.380044945779177,1.2014681288224036,3.8345471024067508,3.2482359188605723,1.9744821195888402,2.0723937521448512,"Portland (Troutdale)",null,null,null,null,null,null,null,null,null,null,null,null,null,null,null,null,null,null,null,null,null,null,null,null,null,null,null,null,null,null,null,null,null,null,null,null,null,null,null,null,null,null,null,null,"H7_ERV","H7",1.3529325341526384E-2,1.3529325341526384E-2,1.3529325341526384E-2,1.8550944918594412E-2,1.8550944918594412E-2,1.8550944918594412E-2,null,null,null,null,"5B","Low Rise","High-Efficiency Split System",4.3176958467630033E-2,null,"5B","Low Rise","PTAC - HW (condensing NG boiler)",9.6740853126994319E-2]
["Portland (Hillsboro)","Washington","4C","USA_OR_Portland-Hillsboro.AP.726986_TMY3.epw",45.533000000000001,122.949997,null,"Jefferson","5B",null,97009,"Boring","Clackamas","4C",null,97238,"Portland","OR",45.580556999999999,122.374776,3.360557,0.29755699999999763,3.4135569999999973,3.3905570000000012,2.1635569999999973,-0.11944300000000396,-1.9443000000002542E-2,4.7556999999997629E-2,3.0560000000001253E-2,1.3305569999999989,2.3475570000000019,0.68055999999999983,2.9805569999999975,-0.56944000000000017,0.33055699999999888,0.74755700000000047,2.0605569999999958,1.0975570000000019,1.5305600000000013,0.63477600000000223,4.3747759999999971,1.9747789999999981,-0.32522099999999909,-1.8752240000000029,3.5417759999999987,-0.24222400000000732,-0.57522099999999909,-2.5224000000008573E-2,1.2077759999999955,-0.97522100000000478,-0.62522400000000289,-0.99222400000000732,-1.5082239999999985,-0.3922239999999988,4.557776000000004,3.3547760000000011,-0.90822400000000414,-0.69522399999999607,3.4199830292597948,4.3848837177769004,3.9436180711486215,3.4061188277994661,2.8631178708577472,3.5437894780058521,0.24300307904428628,0.57718356446627861,3.9625292125112579E-2,1.7969710060056578,2.5420621288808065,0.92415743451860166,3.1413736639287277,1.6121419130386738,0.5129401489696418,4.6186755173344922,3.9370569160763971,1.4246059814647036,1.6810563118991577,"Portland (Troutdale)",null,null,null,null,null,null,null,null,null,null,null,null,null,null,null,null,null,null,null,null,null,null,null,null,null,null,null,null,null,null,null,null,null,null,null,null,null,null,null,null,null,null,null,null,"H8_EXH","H8",9.7707911180327112E-3,9.7707911180327112E-3,9.7707911180327112E-3,9.1629381058453991E-3,9.1629381058453991E-3,9.1629381058453991E-3,null,null,null,null,"5B","Low Rise","DHP",0.13709560396194231,null,"5B","Low Rise","PTHP - DX coils",5.4042893202526088E-2]
["Portland (Troutdale)","Multnomah","4C","USA_OR_Portland-Troutdale.AP.726985_TMY3.epw",45.549996999999998,122.4,null,"Klamath","5B",null,97010,"Bridal Veil","Multnomah","4C",null,97215,"Portland","OR",45.514240999999998,122.60089000000001,3.2942409999999995,0.23124099999999714,3.3472409999999968,3.3242410000000007,2.0972409999999968,-0.18575900000000445,-8.5759000000003027E-2,-1.8759000000002857E-2,-3.5755999999999233E-2,1.2642409999999984,2.2812410000000014,0.61424399999999935,2.914240999999997,-0.63575600000000065,0.26424099999999839,0.68124099999999999,1.9942409999999953,1.0312410000000014,1.4642440000000008,0.86089000000001192,4.6008900000000068,2.2008930000000078,-9.9106999999989398E-2,-1.6491099999999932,3.7678900000000084,-1.6109999999997626E-2,-0.3491069999999894,0.20089000000000112,1.4338900000000052,-0.74910699999999508,-0.39910999999999319,-0.76610999999999763,-1.2821099999999888,-0.1661099999999891,4.7838900000000137,3.5808900000000108,-0.68210999999999444,-0.46910999999998637,3.4048722968976408,4.606697427895722,4.0059895543460931,3.3257180312723449,2.6679549479293994,3.7724662302240781,8.7259029223344234E-2,0.34961063703782341,0.20404725833982773,1.9116343369433944,2.4010876280406759,0.73251927185296206,3.0132582262695271,1.431080620942081,0.31211510405777471,4.8321519876946262,4.0987522928546269,1.2364190439252363,1.5375547741904969,"Portland (PDX)",null,null,"Scenarios",null,null,null,null,null,null,null,null,null,null,null,null,null,null,null,null,null,null,null,null,null,null,null,null,null,null,null,null,null,null,null,null,null,null,null,null,null,null,null,null,"PTAC - HW (condensing NG boiler)","H9_CBL","H9",7.7469649976899969E-3,7.7469649976899969E-3,7.7469649976899969E-3,1.2113454532709407E-2,1.2113454532709407E-2,1.2113454532709407E-2,null,null,null,null,"5B","Low Rise","VRF",0.16091547631347047,null,"5B","Low Rise","Condensing Furnace",4.2816993525603197E-2]
["Redmond","Deschutes","5B","USA_OR_Redmond-Roberts.Field.726835_TMY3.epw",44.25,121.167,null,"Lake","5B",null,97011,"Brightwood","Clackamas","4C",null,97207,"Portland","OR",45.480324000000003,122.711117,3.2603240000000042,0.19732400000000183,3.3133240000000015,3.2903240000000054,2.0633240000000015,-0.21967599999999976,-0.11967599999999834,-5.2675999999998169E-2,-6.9672999999994545E-2,1.2303240000000031,2.2473240000000061,0.58032700000000403,2.8803240000000017,-0.66967299999999597,0.23032400000000308,0.64732400000000467,1.960324,0.99732400000000609,1.4303270000000055,0.97111700000000667,4.7111170000000016,2.3111200000000025,1.1120000000005348E-2,-1.5388829999999984,3.8781170000000031,9.411699999999712E-2,-0.23887999999999465,0.31111699999999587,1.544117,-0.63888000000000034,-0.28888299999999845,-0.65588300000000288,-1.171882999999994,-5.5882999999994354E-2,4.8941170000000085,3.6911170000000055,-0.5718829999999997,-0.35888299999999163,3.4018790120556965,4.7152476232606295,4.0397266718648206,3.2903427905578524,2.5739982161347745,3.8843337923851271,0.15225095948794234,0.24461891867964189,0.31882301456763856,1.9743339268383673,2.3363717202911074,0.64825366533325812,2.9540563391149148,1.3497302295710727,0.23700644435331455,4.9367407842285065,4.1793797258283485,1.1496544379355964,1.4746634648685135,"Portland (PDX)",null,null,null,null,null,null,null,null,null,null,null,null,null,null,null,null,null,null,null,null,null,null,null,null,null,null,null,null,null,null,null,null,null,null,null,null,null,null,null,null,null,null,null,null,"L1_COR","L1",3.6993127570045668E-3,3.6993127570045668E-3,3.6993127570045668E-3,3.2619052521173832E-3,3.2619052521173832E-3,3.2619052521173832E-3]
["Roseburg","Douglas","4C","USA_OR_Roseburg.Rgnl.AP.726904_TMY3.epw",43.232999999999997,123.349997,null,"Malheur","5B",null,97013,"Canby","Clackamas","4C",null,97427,"Culp Creek","OR",43.685175999999998,122.79827,1.4651759999999996,-1.5978240000000028,1.5181759999999969,1.4951760000000007,0.26817599999999686,-2.0148240000000044,-1.914824000000003,-1.8478240000000028,-1.8648209999999992,-0.56482400000000155,0.45217600000000147,-1.2148210000000006,1.085175999999997,-2.4648210000000006,-1.5648240000000015,-1.147824,0.16517599999999533,-0.79782399999999853,-0.36482099999999917,1.0582700000000074,4.7982700000000023,2.3982730000000032,9.827300000000605E-2,-1.4517299999999977,3.9652700000000038,0.18126999999999782,-0.15172699999999395,0.39826999999999657,1.6312700000000007,-0.55172699999999963,-0.20172999999999774,-0.56873000000000218,-1.0847299999999933,3.1270000000006348E-2,4.9812700000000092,3.7782700000000062,-0.484729999999999,-0.27172999999999092,1.8073948389535737,5.0573151501440003,2.8384100742325811,1.4984021000736096,1.4762920984263215,4.4477951755758767,1.9233849754731918,1.8540427766114267,1.9068760722556131,1.7262873352591115,0.71334831429323564,1.2314564770794787,1.2251778498960859,2.6929503773632719,1.5651364042395812,5.1118050381324291,3.7818788060798627,0.93353430996187636,0.45489730153188912,"Eugene",null,null,null,null,null,null,null,null,null,null,null,null,null,null,null,null,null,null,null,null,null,null,null,null,null,null,null,null,null,null,null,null,null,null,null,null,null,null,null,null,null,null,null,null,"L2_EXT","L2",6.0122568945390397E-3,6.0122568945390397E-3,6.0122568945390397E-3,5.675964146824212E-3,5.675964146824212E-3,5.675964146824212E-3]
["Salem","Marion","4C","USA_OR_Salem-McNary.Field.726940_TMY3.epw",44.899996999999999,123,null,"Morrow","5B",null,97014,"Cascade Locks","Hood River","5B",null,97752,"Post","OR",44.119652000000002,120.30118,1.8996520000000032,-1.1633479999999992,1.9526520000000005,1.9296520000000044,0.7026520000000005,-1.5803480000000008,-1.4803479999999993,-1.4133479999999992,-1.4303449999999955,-0.13034799999999791,0.8866520000000051,-0.78034499999999696,1.5196520000000007,-2.030344999999997,-1.1303479999999979,-0.71334799999999632,0.59965199999999896,-0.3633479999999949,6.9655000000004463E-2,-1.4388199999999927,2.3011800000000022,-9.8816999999996824E-2,-2.398816999999994,-3.9488199999999978,1.4681800000000038,-2.3158200000000022,-2.648816999999994,-2.0988200000000035,-0.86581999999999937,-3.0488169999999997,-2.6988199999999978,-3.0658200000000022,-3.5818199999999933,-2.4658199999999937,2.4841800000000092,1.2811800000000062,-2.981819999999999,-2.768819999999991,2.3830402249026328,2.5785282549361388,1.9551507953590184,3.078616546534009,4.0108476941295068,2.1570934874279355,2.7485364238998193,3.0022964658062943,2.5398685421542986,0.87557688040742498,3.1751278507475895,2.8093714085939197,3.4217823533217326,4.1172485146545315,2.7125550452486609,2.5845726226020505,1.4145687376384417,3.0038762094174238,2.7696960142631086,"Redmond",null,null,null,null,null,"Envelope",null,null,null,null,null,null,null,null,null,"Lighting",null,null,null,null,null,"DHW",null,null,null,null,null,"HVAC",null,null,null,null,null,null,null,null,null,null,null,null,null,null,null,null,"L3_INT","L3",0,0,0,0,0,0]
["Sexton","Washington","4C","USA_OR_Sexton.Summit.725975_TMY3.epw",42.6,123.367,null,"Sherman","5B",null,97015,"Clackamas","Clackamas","4C",null,97385,"Sublimity","OR",44.850245000000001,122.7645,2.6302450000000022,-0.43275500000000022,2.6832449999999994,2.6602450000000033,1.4332449999999994,-0.84975500000000181,-0.74975500000000039,-0.68275500000000022,-0.6997519999999966,0.60024500000000103,1.617245000000004,-4.975199999999802E-2,2.2502449999999996,-1.299751999999998,-0.39975499999999897,1.7245000000002619E-2,1.3302449999999979,0.36724500000000404,0.8002480000000034,1.0245000000000033,4.7644999999999982,2.3645029999999991,6.4503000000001975E-2,-1.4855000000000018,3.9314999999999998,0.14749999999999375,-0.18549699999999802,0.3644999999999925,1.5974999999999966,-0.58549700000000371,-0.23550000000000182,-0.60250000000000625,-1.1184999999999974,-2.4999999999977263E-3,4.9475000000000051,3.7445000000000022,-0.51850000000000307,-0.305499999999995,2.8227272291216909,4.7841129940695364,3.5764057609608551,2.6610268876946765,2.0641951167525332,4.0222848991617939,0.76412617415254058,0.70750514276152054,0.78899500093726171,1.7065463105421401,1.7199674784815024,0.24069796738651669,2.3295082764448392,1.7147587327388041,0.39976281721165507,4.9475300544842629,3.9737679864361746,0.63538267211579369,0.85657872463889884,"Salem",null,"Lookup","Scenario","Building Type","CZ",":wall_base_cont_insul",":wall_base_cavity_insul",":roof_base_cont_insul",":attic_insul",":foundation_insul",":air_leakage",":window_u",":window_shgc",":window_wall_ratio",":overhang",":lighting_density_residence",":lighting_density_corridor",":lighting_density_office",":lighting_density_elevator",":lighting_schedule_corridor",":ext_light_w",":water_heater_fuel",":dhw_storage_type",":water_heater_eff","kitchen GPM","bath GPM","showerhead GPM","Cooling System Type",":cooling_coil_cop",":heating_coil_type","Heating System Type",":heating_coil_eff",":oa_system_type",":oa_heating_coil_type",":oa_heating_coil_eff",":oa_cooling_coil_type",":oa_cooling_coil_cop",":oa_energy_recovery",":oa_er_sensible_eff",":oa_er_latent_eff","Bath Fan",":exhaust_fan_eff","prototype:ext_light_w"]
["Astoria","Clatsop","4C","USA_OR_Astoria.Rgnl.AP.727910_TMY3.epw",46.149996999999999,123.883,null,"Umatilla","5B",null,97016,"Clatskanie","Columbia","4C",null,97447,"Idleyld Park","OR",43.333008,122.78475,1.1130080000000007,-1.9499920000000017,1.1660079999999979,1.1430080000000018,-8.3992000000002065E-2,-2.3669920000000033,-2.2669920000000019,-2.1999920000000017,-2.2169889999999981,-0.91699200000000047,0.10000800000000254,-1.5669889999999995,0.73300799999999811,-2.8169889999999995,-1.9169920000000005,-1.4999919999999989,-0.1869920000000036,-1.1499919999999975,-0.7169889999999981,1.0447500000000076,4.7847500000000025,2.3847530000000035,8.4753000000006296E-2,-1.4652499999999975,3.9517500000000041,0.16774999999999807,-0.1652469999999937,0.38474999999999682,1.6177500000000009,-0.56524699999999939,-0.2152499999999975,-0.58225000000000193,-1.0982499999999931,1.7750000000006594E-2,4.9677500000000094,3.7647500000000065,-0.49824999999999875,-0.28524999999999068,1.5265285357843847,5.1668463652951813,2.6545473299741733,1.1461458716380761,1.467655347336013,4.6064063206109003,2.2731900031814343,2.2061893325535333,2.2501272827600194,1.8595669900716145,0.57402593240462563,1.5817038561693517,0.93611740212646377,3.0235046037042812,1.9170741745076016,5.1892693187542394,3.7693910079168029,1.2532895366051664,0.77164809895508191,"Roseburg",null,{"$f":"CC32&CD32&CE32","v":"GoodLow Rise4C"},"Good","Low Rise","4C",{"$f":"CF38","v":7.5},{"$f":"CG38","v":13},30,"n/a",15,0.08,0.36,0.36,0.3,"N",0.21,0.35,0.66,0.65,"N",0.25,"Gas","Standard - Central Storage Tank",0.8,0.5,0.5,"n/a","PTAC - DX coils",10.4,"Gas","PTAC - HW coils (NG boiler)",0.82,"N","n/a","n/a","n/a","n/a","Y",0.6,0.6,"Y",0.1,1237.5]
["Aurora","Marion","4C","USA_OR_Aurora.State.AP.726959_TMY3.epw",45.25,122.767,null,"Union","5B",null,97017,"Colton","Clackamas","4C",null,97884,"Unity","OR",44.471344000000002,118.20623000000001,2.2513440000000031,-0.81165599999999927,2.3043440000000004,2.2813440000000043,1.0543440000000004,-1.2286560000000009,-1.1286559999999994,-1.0616559999999993,-1.0786529999999956,0.22134400000000198,1.238344000000005,-0.42865299999999706,1.8713440000000006,-1.6786529999999971,-0.77865599999999802,-0.36165599999999642,0.95134399999999886,-1.1655999999995004E-2,0.42134700000000436,-3.5337699999999899,0.20623000000000502,-2.193766999999994,-4.4937669999999912,-6.043769999999995,-0.62676999999999339,-4.4107699999999994,-4.7437669999999912,-4.1937700000000007,-2.9607699999999966,-5.1437669999999969,-4.793769999999995,-5.1607699999999994,-5.6767699999999905,-4.5607699999999909,0.38923000000001196,-0.813769999999991,-5.0767699999999962,-4.8637699999999882,4.1899976395262977,0.83744628200022531,3.181605714199196,5.0396897024147176,6.1350466243734401,{"$f":"SQRT(Z33^2+AS33^2)","v":1.3792882944605867},4.5528843999420845,4.8611149762811534,4.3302654776940637,2.9690321923542662,5.2907310281874071,4.8128966545427661,5.4895787961587725,5.9197629620879999,4.626762167999984,0.53131445984088066,1.2519093494482672,5.076783380767389,4.8819864714385357,"Baker",null,{"$f":"CC33&CD33&CE33","v":"BetterLow Rise4C"},"Better","Low Rise","4C",{"$f":"CF39","v":7.5},13,30,"n/a",15,0.08,0.22,0.28000000000000003,0.3,"N",0.21,0.35,0.66,0.65,"N",0.25,"Gas","Condensing - Central Storage Tank",0.94,0.5,0.5,"n/a","DHP",12,"Electric","DHP",3.7,"N","n/a","n/a","n/a","n/a","Y",0.6,0.6,"Y",0.1,1237.5]
["Baker","Baker","5B","USA_OR_Baker.Muni.AP.726886_TMY3.epw",44.832999999999998,117.81699999999999,null,"Wallowa","5B",null,97018,"Columbia City","Columbia","4C",null,97850,"La Grande","OR",45.326270000000001,118.08197,3.1062700000000021,4.3269999999999698E-2,3.1592699999999994,3.1362700000000032,1.9092699999999994,-0.37373000000000189,-0.27373000000000047,-0.2067300000000003,-0.22372699999999668,1.0762700000000009,2.093270000000004,0.4262730000000019,2.7262699999999995,-0.8237269999999981,7.6270000000000948E-2,0.49327000000000254,1.8062699999999978,0.84327000000000396,1.2762730000000033,-3.6580299999999966,8.1969999999998322E-2,-2.3180270000000007,-4.6180269999999979,-6.1680300000000017,-0.75103000000000009,-4.5350300000000061,-4.8680269999999979,-4.3180300000000074,-3.0850300000000033,-5.2680270000000036,-4.9180300000000017,-5.2850300000000061,-5.8010299999999972,-4.6850299999999976,0.26497000000000526,-0.9380299999999977,-5.2010300000000029,-4.9880299999999949,4.7989683051464285,9.2689663932931043E-2,3.9184481756977467,5.5823259386772648,6.4567721048369071,0.83888030957938298,4.5432835277803267,4.8724146134774884,4.3238220189352221,3.2673792577232326,5.6686760152286935,4.9364691583589391,5.9467714109254324,5.8592213844015966,4.6856507780456687,0.55993249039505222,2.0353160918638626,5.2689484106223734,5.1487198458868351,"La Grande",null,"BestLow Rise4C","Best","Low Rise","4C",12,21,49,"n/a",25,0.08,0.22,0.28000000000000003,0.3,"Y",0.21,0.35,0.66,0.65,"Y",0.25,"Electric","Heat Pump Water Heater",2.85,0.5,0.5,"n/a","VRF",12,"Electric","VRF",3.7,"Y","GAS",0.96,"DX",11.5,"Y",0.8,0.8,"Y",0.1,1237.5]
["Burns","Harney","5B","USA_OR_Burns.Muni.AP.726830_TMY3.epw",43.52,119.02,null,"Wasco","5B",null,97019,"Corbett","Multnomah","4C",null,97008,"Beaverton","OR",45.460590000000003,122.80683000000001,{"$f":"$S35-VLOOKUP(U$18,$A$19:$F$37,5,FALSE)","v":3.2405900000000045},0.17759000000000214,3.2935900000000018,3.2705900000000057,2.0435900000000018,-0.23940999999999946,-0.13940999999999804,-7.2409999999997865E-2,-8.9406999999994241E-2,1.2105900000000034,2.2275900000000064,0.56059300000000434,2.860590000000002,-0.68940699999999566,0.21059000000000339,0.62759000000000498,{"$f":"$S35-VLOOKUP(AK$18,$A$19:$F$37,5,FALSE)","v":1.9405900000000003},0.9775900000000064,1.4105930000000058,{"$f":"$T35-VLOOKUP(AN$18,$A$19:$F$37,6,FALSE)","v":1.0668300000000102},4.806830000000005,2.406833000000006,0.10683300000000884,-1.443169999999995,3.9738300000000066,0.18983000000000061,-0.14316699999999116,0.40682999999999936,1.6398300000000035,-0.54316699999999685,-0.19316999999999496,-0.56016999999999939,-1.0761699999999905,3.9830000000009136E-2,4.989830000000012,{"$f":"$T35-VLOOKUP(BD$18,$A$19:$F$37,6,FALSE)","v":3.786830000000009},-0.47616999999999621,-0.26316999999998814,3.4116784427903006,4.8101094433495017,4.07928672416993,3.2723343713607629,2.5017992999039698,3.981035294618732,0.23552192466944491,0.16043689721818097,0.41653842625740839,2.0382763740474497,2.2928557734818438,0.59294111052363618,2.9149211956757957,1.2780547251776715,0.2143235334721835,5.0291423361245329,4.2551111615326889,1.0873914092910653,1.4349324236872654,"Portland (Hillsboro)",null,"GoodLow Rise5B","Good","Low Rise","5B",10,13,30,"n/a",20,0.08,0.36,0.38,0.3,"N",0.21,0.35,0.66,0.65,"N",0.25,"Gas","Standard - Central Storage Tank",0.8,0.5,0.5,"n/a","PTAC - DX coils",10.4,"Gas","PTAC - HW coils (NG boiler)",0.82,"N","n/a","n/a","n/a","n/a","Y",0.6,0.6,"Y",0.1,1237.5]
["Corvallis","Benton","4C","USA_OR_Corvallis.Muni.AP.726945_TMY3.epw",44.482999999999997,123.283,null,"Wheeler","5B",null,97020,"Donald","Marion","4C",null,97862,"Milton Freewater","OR",45.938510999999998,118.36951999999999,3.7185109999999995,0.65551099999999707,3.7715109999999967,3.7485110000000006,2.5215109999999967,0.23851099999999548,0.3385109999999969,0.40551099999999707,0.38851400000000069,1.6885109999999983,2.7055110000000013,1.0385139999999993,3.3385109999999969,-0.21148600000000073,0.68851099999999832,1.1055109999999999,2.4185109999999952,1.4555110000000013,1.8885140000000007,-3.3704800000000006,0.3695199999999943,-2.0304770000000048,-4.3304770000000019,-5.8804800000000057,-0.46348000000000411,-4.2474800000000101,-4.5804770000000019,-4.0304800000000114,-2.7974800000000073,-4.9804770000000076,-4.6304800000000057,-4.9974800000000101,-5.5134800000000013,-4.3974800000000016,0.55252000000000123,-0.65048000000000172,-4.913480000000007,-4.7004799999999989,5.0187109388289137,0.7524890042525485,4.2833552351690365,5.7275095604154185,6.3982859230829199,0.52124965949245627,4.2609477874671366,4.5983919709665919,4.0491619081726151,3.2675623555673785,5.6678868124416599,4.7455090726492193,6.010030120350569,5.5175345978612595,4.4510535547801506,1.235893572084992,2.5044599592568813,5.1245290497294551,5.0656685006616842,"Pendleton",null,"BetterLow Rise5B","Better","Low Rise","5B",10,13,30,"n/a",20,0.08,0.22,0.28000000000000003,0.3,"N",0.21,0.35,0.66,0.65,"N",0.25,"Gas","Condensing - Central Storage Tank",0.94,0.5,0.5,"n/a","DHP",12,"Electric","DHP",3.7,"N","n/a","n/a","n/a","n/a","Y",0.6,0.6,"Y",0.1,1237.5]
["Eugene","Lane","4C","USA_OR_Eugene-Mahlon.Sweet.AP.726930_TMY3.epw",44.049996999999998,123.07,null,null,null,null,97021,"Dufur","Wasco","5B",null,97524,"Eagle Point","OR",42.484282999999998,122.74030999999999,0.26428299999999894,-2.7987170000000035,0.31728299999999621,0.29428300000000007,-0.93271700000000379,-3.215717000000005,-3.1157170000000036,-3.0487170000000035,-3.0657139999999998,-1.7657170000000022,-0.74871699999999919,-2.4157140000000012,-0.11571700000000362,-3.6657140000000012,-2.7657170000000022,-2.3487170000000006,-1.0357170000000053,-1.9987169999999992,-1.5657139999999998,1.0003099999999989,4.7403099999999938,2.3403129999999948,4.0312999999997601E-2,-1.5096900000000062,3.9073099999999954,0.12330999999998937,-0.2096870000000024,0.34030999999998812,1.5733099999999922,-0.60968700000000808,-0.25969000000000619,-0.62669000000001063,-1.1426900000000018,-2.6690000000002101E-2,4.9233100000000007,3.7203099999999978,-0.54269000000000744,-0.32968999999999937,1.0346330751474153,5.5048483850319583,2.3617225578077483,0.29703134861155622,1.7745773857989473,5.0604256006969406,3.1181561507065392,3.0559194989492151,3.0845442493010196,2.3649653021110022,0.96555444386011113,2.42963228203282,0.63728390862237705,3.8396874307547502,2.7658457802612588,5.4548559011388207,3.8617892485464549,2.0710823455838265,1.6000486948515034,"Medford",null,"BestLow Rise5B","Best","Low Rise","5B",16,21,49,"n/a",25,0.08,0.22,0.28000000000000003,0.3,"Y",0.21,0.35,0.66,0.65,"Y",0.25,"Electric","Heat Pump Water Heater",2.85,0.5,0.5,"n/a","VRF",12,"Electric","VRF",3.7,"Y","GAS",0.96,"DX",12.5,"Y",0.8,0.8,"Y",0.1,1237.5]
[null,null,null,null,null,null,null,null,null,null,97022,"Eagle Creek","Clackamas","4C",null,97230,"Portland","OR",45.539473000000001,122.50488,3.3194730000000021,0.25647299999999973,3.3724729999999994,3.3494730000000033,2.1224729999999994,-0.16052700000000186,-6.0527000000000442E-2,6.472999999999729E-3,-1.0523999999996647E-2,1.289473000000001,2.306473000000004,0.63947600000000193,2.9394729999999996,-0.61052399999999807,0.28947300000000098,0.70647300000000257,2.0194729999999979,1.056473000000004,1.4894760000000034,0.76488000000000511,4.50488,2.1048830000000009,-0.19511699999999621,-1.74512,3.6718800000000016,-0.11212000000000444,-0.44511699999999621,0.10487999999999431,1.3378799999999984,-0.84511700000000189,-0.49512,-0.86212000000000444,-1.3781199999999956,-0.26211999999999591,4.6878800000000069,3.484880000000004,-0.77812000000000126,-0.56511999999999318,3.4064559900472839,4.5121748873607501,3.9754379103965389,3.3551512665479062,2.7477873735296545,3.6753872792032425,0.12741433251012638,0.4451640634844603,0.10540668373494508,1.8581344171316019,2.4564283916731671,0.80874802563963177,3.0632911079636238,1.5073003313792461,0.39051441987332353,4.740814591832196,4.0277363136294086,1.3120998186605357,1.5930785821722675,"Portland (Troutdale)",null,"GoodMid Rise4C","Good","Mid Rise","4C",7.5,13,30,"n/a",15,0.08,0.36,0.36,0.3,"N",0.21,0.35,0.66,0.65,"N",{"$f":"1-(DQ38/1650)","v":0.25},"Gas","Standard - Central Storage Tank",0.8,0.5,0.5,"n/a","PTAC - DX coils",10.4,"Gas","PTAC - HW coils (NG boiler)",0.82,"N","n/a","n/a","n/a","n/a","Y",0.6,0.6,"Y",0.1,1237.5]
[null,null,null,null,null,null,null,null,null,null,97023,"Estacada","Clackamas","4C",null,97063,"Tygh Valley","OR",45.262422999999998,121.23304,3.0424229999999994,-2.0577000000002954E-2,3.0954229999999967,3.0724230000000006,1.8454229999999967,-0.43757700000000455,-0.33757700000000312,-0.27057700000000295,-0.28757399999999933,1.0124229999999983,2.0294230000000013,0.36242599999999925,2.6624229999999969,-0.88757400000000075,1.2422999999998297E-2,0.42942299999999989,1.7424229999999952,0.77942300000000131,1.2124260000000007,-0.50695999999999231,3.2330400000000026,0.83304300000000353,-1.4669569999999936,-3.0169599999999974,2.4000400000000042,-1.3839600000000019,-1.7169569999999936,-1.1669600000000031,6.6040000000000987E-2,-2.1169569999999993,-1.7669599999999974,-2.1339600000000019,-2.649959999999993,-1.5339599999999933,3.4160400000000095,2.2130400000000066,-2.0499599999999987,-1.8369599999999906,3.0843712734573621,3.2331054815036606,3.2055583271526955,3.4046653184678788,3.5366133080291622,2.4396035810207,1.4245362447228247,1.7381464992278353,1.2018712273267909,1.0145745968281468,2.9325866829094758,1.8037461703565694,3.4120787670464163,2.7946512496331208,1.5340103039187774,3.4429251218301373,2.8166618456124639,2.1931338797549493,2.2009995109213376,"Redmond",null,"BetterMid Rise4C","Better","Mid Rise","4C",7.5,13,30,"n/a",15,0.08,0.22,0.28000000000000003,0.3,"N",0.21,0.35,0.66,0.65,"N",{"$f":"1-(DQ39/1650)","v":0.25},"Gas","Condensing - Central Storage Tank",0.94,0.5,0.5,"n/a","DHP",12,"Electric","DHP",3.7,"N","n/a","n/a","n/a","n/a","Y",0.6,0.6,"Y",0.1,1237.5]
[null,null,null,null,null,null,null,null,null,null,97024,"Fairview","Multnomah","4C",null,97229,"Portland","OR",45.540967000000002,122.81728,3.3209670000000031,0.25796700000000072,3.3739670000000004,3.3509670000000042,2.1239670000000004,-0.15903300000000087,-5.9032999999999447E-2,7.9670000000007235E-3,-9.0299999999956526E-3,1.290967000000002,2.307967000000005,0.64097000000000293,2.9409670000000006,-0.60902999999999707,0.29096700000000197,0.70796700000000357,2.0209669999999988,1.057967000000005,1.4909700000000043,1.0772800000000018,4.8172799999999967,2.4172829999999976,0.11728300000000047,-1.4327200000000033,3.9842799999999983,0.20027999999999224,-0.13271699999999953,0.41727999999999099,1.6502799999999951,-0.53271700000000521,-0.18272000000000332,-0.54972000000000776,-1.0657199999999989,5.0280000000000769E-2,5.0002800000000036,3.7972800000000007,-0.46572000000000457,-0.2527199999999965,3.4913255381715733,4.8241821660763362,4.1505313417896259,3.3530188095473052,2.562015303523578,3.9874526471782694,0.20879888287296181,0.1329559144152673,0.41737769382178586,2.0952374265197222,2.3686492089750288,0.66650516824703243,2.9919022332771856,1.2274675797347945,0.29527931436015159,5.0501502305861194,4.301586104390914,1.1559365430199942,1.5122364032452107,"Portland (Hillsboro)",null,"BestMid Rise4C","Best","Mid Rise","4C",12,21,49,"n/a",25,0.08,0.22,0.28000000000000003,0.3,"Y",0.21,0.35,0.66,0.65,"Y",0.25,"Electric","Heat Pump Water Heater",2.85,0.5,0.5,"n/a","VRF",12,"Electric","VRF",3.7,"Y","GAS",0.96,"DX",11.5,"Y",0.8,0.8,"Y",0.1,1237.5]
[null,null,null,null,null,null,null,null,null,null,97026,"Gervais","Marion","4C",null,97370,"Philomath","OR",44.578525999999997,123.43709,2.3585259999999977,-0.70447400000000471,2.411525999999995,2.3885259999999988,1.161525999999995,-1.1214740000000063,-1.0214740000000049,-0.95447400000000471,-0.97147100000000108,0.32852599999999654,1.3455259999999996,-0.3214710000000025,1.9785259999999951,-1.5714710000000025,-0.67147400000000346,-0.25447400000000187,1.0585259999999934,9.5525999999999556E-2,0.52852899999999892,1.6970900000000029,5.4370899999999978,3.0370929999999987,0.73709300000000155,-0.81291000000000224,4.6040899999999993,0.82008999999999332,0.48709300000000155,1.0370899999999921,2.2700899999999962,8.7092999999995868E-2,0.43708999999999776,7.0089999999993324E-2,-0.44590999999999781,0.67009000000000185,5.6200900000000047,4.4170900000000017,0.15408999999999651,0.36709000000000458,2.9056426760315861,5.4825387627244355,3.8780654377311592,2.4996724872120741,1.4177324559930169,4.7387074884166474,1.3099453197656759,1.0715783719938596,1.4210248315708582,2.2937388562728716,1.3483417249810961,0.54257835557733014,1.9797670925581068,1.6335105851940495,0.94862950659148648,5.6258482582430229,4.5421538239887917,0.18129794476496097,0.64350444593724621,"Corvallis",null,"GoodMid Rise5B","Good","Mid Rise","5B",10,13,30,"n/a",20,0.08,0.36,0.38,0.3,"N",0.21,0.35,0.66,0.65,"N",0.25,"Gas","Standard - Central Storage Tank",0.8,0.5,0.5,"n/a","PTAC - DX coils",10.4,"Gas","PTAC - HW coils (NG boiler)",0.82,"N","n/a","n/a","n/a","n/a","Y",0.6,0.6,"Y",0.1,1237.5]
[null,null,null,null,null,null,null,null,null,null,97027,"Gladstone","Clackamas","4C",null,97467,"Reedsport","OR",43.685160000000003,124.00261999999999,1.4651600000000045,-1.5978399999999979,1.5181600000000017,1.4951600000000056,0.26816000000000173,-2.0148399999999995,-1.9148399999999981,-1.8478399999999979,-1.8648369999999943,-0.56483999999999668,0.45216000000000633,-1.2148369999999957,1.0851600000000019,-2.4648369999999957,-1.5648399999999967,-1.1478399999999951,0.1651600000000002,-0.79783999999999367,-0.3648369999999943,2.2626199999999983,6.0026199999999932,3.6026229999999941,1.302622999999997,-0.24738000000000682,5.1696199999999948,1.3856199999999887,1.052622999999997,1.6026199999999875,2.8356199999999916,0.65262299999999129,1.0026199999999932,0.63561999999998875,0.11961999999999762,1.2356199999999973,6.1856200000000001,4.9826199999999972,0.71961999999999193,0.93262,2.6955784332866304,6.2116454768442724,3.9094375894403228,1.9830103645036778,0.36483784069090791,5.5483827526586467,2.3635894334676575,2.1266235787578829,2.4588631318088732,2.8913292807980118,0.79395556911517062,1.5751431049174471,1.2576108340818275,2.4677379076735395,1.9938608301483789,6.2912185981731703,4.9853565459252733,1.0744308307192132,1.0014420107869431,"North Bend",null,"BetterMid Rise5B","Better","Mid Rise","5B",10,13,30,"n/a",20,0.08,0.22,0.28000000000000003,0.3,"N",0.21,0.35,0.66,0.65,"N",0.25,"Gas","Condensing - Central Storage Tank",0.94,0.5,0.5,"n/a","DHP",12,"Electric","DHP",3.7,"N","n/a","n/a","n/a","n/a","Y",0.6,0.6,"Y",0.1,1237.5]
[null,null,null,null,null,null,null,null,null,null,97028,"Government Camp","Clackamas","4C",null,97470,"Roseburg","OR",43.227286999999997,123.35138000000001,1.007286999999998,-2.0557130000000043,1.0602869999999953,1.0372869999999992,-0.18971300000000468,-2.4727130000000059,-2.3727130000000045,-2.3057130000000043,-2.3227100000000007,-1.0227130000000031,-5.7130000000000791E-3,-1.6727100000000021,0.62728699999999549,-2.9227100000000021,-2.0227130000000031,-1.6057130000000015,-0.29271300000000622,-1.2557130000000001,-0.82271000000000072,1.6113800000000111,5.351380000000006,2.951383000000007,0.65138300000000982,-0.89861999999999398,4.5183800000000076,0.73438000000000159,0.40138300000000982,0.95138000000000034,2.1843800000000044,1.3830000000041309E-3,0.35138000000000602,-1.5619999999998413E-2,-0.53161999999998955,0.58438000000001011,5.534380000000013,4.33138000000001,6.838000000000477E-2,0.28138000000001284,1.9003085551480927,5.7326454488978369,3.1360596510682051,1.2248526985144015,0.9184274205232501,5.1507346470934703,2.4837634679592626,2.3403890170349944,2.510001125198952,2.4119406843388633,5.8780148009351194E-3,1.7092181395304731,0.62748144575676046,2.9706655093598138,2.1054376895954494,5.7626101918114463,4.3412594491425054,1.2575734422963141,0.86949781397080483,"Roseburg",null,"BestMid Rise5B","Best","Mid Rise","5B",16,21,49,"n/a",25,0.08,0.22,0.28000000000000003,0.3,"Y",0.21,0.35,0.66,0.65,"Y",0.25,"Electric","Heat Pump Water Heater",2.85,0.5,0.5,"n/a","VRF",12,"Electric","VRF",3.7,"Y","GAS",0.96,"DX",12.5,"Y",0.8,0.8,"Y",0.1,1237.5]
[null,null,null,null,null,null,null,null,null,null,97029,"Grass Valley","Sherman","5B",null,97819,"Bridgeport","OR",44.489628000000003,117.73478,2.2696280000000044,-0.79337199999999797,2.3226280000000017,2.2996280000000056,1.0726280000000017,-1.2103719999999996,-1.1103719999999981,-1.043371999999998,-1.0603689999999943,0.23962800000000328,1.2566280000000063,-0.41036899999999576,1.8896280000000019,-1.6603689999999958,-0.76037199999999672,-0.34337199999999513,0.96962800000000016,6.6280000000062955E-3,0.43963100000000566,-4.0052199999999942,-0.26521999999999935,-2.6652169999999984,-4.9652169999999956,-6.5152199999999993,-1.0982199999999978,-4.8822200000000038,-5.2152169999999956,-4.665220000000005,-3.4322200000000009,-5.6152170000000012,-5.2652199999999993,-5.6322200000000038,-6.1482199999999949,-5.0322199999999953,-8.221999999999241E-2,-1.2852199999999954,-5.5482200000000006,-5.3352199999999925,4.6035853969253111,0.83652900654071549,3.5352485744955757,5.471898098052721,6.6029252967744529,1.6343462138677942,5.0068950564979922,5.3185631036467873,4.7842094503231181,3.4405749093405897,5.7541094782314515,5.2811877797102609,5.9407571997838833,6.3684719034130097,5.0893421683734283,0.35307854478004663,1.6099592873063555,5.5482239589605609,5.3533025194323667,"Baker",null,"GoodHigh Rise4C","Good","High Rise","4C",{"$f":"CF38","v":7.5},{"$f":"CG38","v":13},30,"n/a",15,0.08,0.36,0.36,0.3,"N",0.21,0.35,0.66,0.65,"N",0.25,"Gas","Standard - Central Storage Tank",0.8,0.5,0.5,"n/a","PTAC - DX coils",10.4,"Gas","PTAC - HW coils (NG boiler)",0.82,"N","n/a","n/a","n/a","n/a","Y",0.6,0.6,"Y",0.1,1237.5]
[null,null,null,null,null,null,null,null,null,null,97030,"Gresham","Multnomah","4C",null,97455,"Pleasant Hill","OR",43.960763999999998,122.91540999999999,1.7407639999999986,-1.3222360000000037,1.7937639999999959,1.7707639999999998,0.54376399999999592,-1.7392360000000053,-1.6392360000000039,-1.5722360000000037,-1.5892330000000001,-0.28923600000000249,0.72776400000000052,-0.93923300000000154,1.3607639999999961,-2.1892330000000015,-1.2892360000000025,-0.8722360000000009,0.44076399999999438,-0.52223599999999948,-8.9233000000000118E-2,1.1754099999999994,4.9154099999999943,2.5154129999999952,0.21541299999999808,-1.3345900000000057,4.0824099999999959,0.29840999999998985,-3.4587000000001922E-2,0.5154099999999886,1.7484099999999927,-0.43458700000000761,-8.4590000000005716E-2,-0.45159000000001015,-0.96759000000000128,0.14840999999999838,5.0984100000000012,3.8954099999999983,-0.36759000000000697,-0.15458999999999889,2.1004399472005848,5.0901437610146099,3.0894808379831327,1.7838183495706614,1.4411140675866054,4.4374557205448237,1.6661762187103761,1.5726163868741201,1.6707211007193836,1.7721723933624447,0.84764750944305112,0.94303451495107216,1.433740629192044,2.3935270076581565,1.2977499727590081,5.1724829789759594,3.9202668240562377,0.63863357866307391,0.17849536797631385,"Eugene",null,"BetterHigh Rise4C","Better","High Rise","4C",{"$f":"CF39","v":7.5},13,30,"n/a",15,0.08,0.22,0.28000000000000003,0.3,"N",0.21,0.35,0.66,0.65,"N",0.25,"Gas","Condensing - Central Storage Tank",0.94,0.5,0.5,"n/a","DHP",12,"Electric","DHP",3.7,"N","n/a","n/a","n/a","n/a","Y",0.6,0.6,"Y",0.1,1237.5]
[null,null,null,null,null,null,null,null,null,null,97031,"Hood River","Hood River","5B",null,97741,"Madras","OR",44.640790000000003,121.12506,2.4207900000000038,-0.64220999999999862,2.473790000000001,2.4507900000000049,1.223790000000001,-1.0592100000000002,-0.95920999999999879,-0.89220999999999862,-0.90920699999999499,0.39079000000000264,1.4077900000000056,-0.25920699999999641,2.0407900000000012,-1.5092069999999964,-0.60920999999999736,-0.19220999999999577,1.1207899999999995,0.15779000000000565,0.59079300000000501,-0.61493999999999005,3.1250600000000048,0.72506300000000579,-1.5749369999999914,-3.1249399999999952,2.2920600000000064,-1.4919399999999996,-1.8249369999999914,-1.2749400000000009,-4.1939999999996758E-2,-2.2249369999999971,-1.8749399999999952,-2.2419399999999996,-2.7579399999999907,-1.6419399999999911,3.3080600000000118,2.1050600000000088,-2.1579399999999964,-1.9449399999999883,2.4976740034880462,3.190365760802361,2.5778582812228086,2.9132109738343694,3.356026216777809,2.5249682904345612,1.7736879059462507,2.0313625324074889,1.5659276395954549,0.39303407956562975,2.632910431076037,1.8927726415100625,3.0316857996335971,3.1438732182530735,1.7513148739447078,3.3136393357907972,2.3848370652310895,2.1637011641398138,2.0326898367554653,"Redmond",null,"BestHigh Rise4C","Best","High Rise","4C",12,21,49,"n/a",25,0.08,0.22,0.28000000000000003,0.3,"Y",0.21,0.35,0.66,0.65,"Y",0.25,"Electric","Heat Pump Water Heater",2.85,0.5,0.5,"n/a","VRF",12,"Electric","VRF",3.7,"Y","GAS",0.96,"DX",11.5,"Y",0.8,0.8,"Y",0.1,1237.5]
[null,null,null,null,null,null,null,null,null,null,97032,"Hubbard","Marion","4C",null,97254,"Portland","OR",45.596677999999997,122.59417999999999,3.3766779999999983,0.3136779999999959,3.4296779999999956,3.4066779999999994,2.1796779999999956,-0.10332200000000569,-3.322000000004266E-3,6.3677999999995905E-2,4.6680999999999528E-2,1.3466779999999972,2.3636780000000002,0.69668099999999811,2.9966779999999957,-0.55331900000000189,0.34667799999999716,0.76367799999999875,2.076677999999994,1.1136780000000002,1.5466809999999995,0.8541799999999995,4.5941799999999944,2.1941829999999953,-0.10581700000000183,-1.6558200000000056,3.761179999999996,-2.2820000000010054E-2,-0.35581700000000183,0.19417999999998869,1.4271799999999928,-0.75581700000000751,-0.40582000000000562,-0.77282000000001005,-1.2888200000000012,-0.17282000000000153,4.7771800000000013,3.5741799999999984,-0.68882000000000687,-0.4758199999999988,3.483041456555461,4.6048760852040251,4.0715022069468354,3.4083210284791243,2.737286257606975,3.7625988927978984,2.3060530869875636E-2,0.36147008890501686,0.19971226342164258,1.9622396357438028,2.4815787364444053,0.8062594422150986,3.0947261248911815,1.4025758119121423,0.38736596144214652,4.8378355532287385,4.1336853034651737,1.3094852729542283,1.6182171634737401,"Portland (PDX)",null,"GoodHigh Rise5B","Good","High Rise","5B",10,13,30,"n/a",20,0.08,0.36,0.38,0.3,"N",0.21,0.35,0.66,0.65,"N",0.25,"Gas","Standard - Central Storage Tank",0.8,0.5,0.5,"n/a","PTAC - DX coils",10.4,"Gas","PTAC - HW coils (NG boiler)",0.82,"N","n/a","n/a","n/a","n/a","Y",0.6,0.6,"Y",0.1,1237.5]
[null,null,null,null,null,null,null,null,null,null,97033,"Kent","Sherman","5B",null,97795,"Roseburg North","OR",43.276876999999999,123.348568,1.0568770000000001,-2.0061230000000023,1.1098769999999973,1.0868770000000012,-0.14012300000000266,-2.4231230000000039,-2.3231230000000025,-2.2561230000000023,-2.2731199999999987,-0.97312300000000107,4.3877000000001942E-2,-1.6231200000000001,0.67687699999999751,-2.8731200000000001,-1.9731230000000011,-1.5561229999999995,-0.2431230000000042,-1.2061229999999981,-0.7731199999999987,1.6085680000000053,5.3485680000000002,2.9485710000000012,0.64857100000000401,-0.90143199999999979,4.5155680000000018,0.73156799999999578,0.39857100000000401,0.94856799999999453,2.1815679999999986,-1.4290000000016789E-3,0.34856800000000021,-1.8432000000004223E-2,-0.53443199999999536,0.5815680000000043,5.5315680000000071,4.3285680000000042,6.556799999999896E-2,0.27856800000000703,1.9247025754004221,5.7124171015213001,3.1505393025909076,1.2656800366482865,0.91225769700945814,5.124634566069374,2.435588678687969,2.2910586708266583,2.4630988175515784,2.3887669019293192,4.390026389442523E-2,1.6601259545660987,0.67712791387816584,2.9224024529527064,2.0570453839798986,5.7462825661250836,4.3353903773193299,1.2079039091554407,0.82177531298038031,"Roseburg",null,"BetterHigh Rise5B","Better","High Rise","5B",10,13,30,"n/a",20,0.08,0.22,0.28000000000000003,0.3,"N",0.21,0.35,0.66,0.65,"N",0.25,"Gas","Condensing - Central Storage Tank",0.94,0.5,0.5,"n/a","DHP",12,"Electric","DHP",3.7,"N","n/a","n/a","n/a","n/a","Y",0.6,0.6,"Y",0.1,1237.5]
[null,null,null,null,null,null,null,null,null,null,97034,"Lake Oswego","Clackamas","4C",null,97448,"Junction City","OR",44.204189,123.2294,1.9841890000000006,-1.0788110000000017,2.0371889999999979,2.0141890000000018,0.78718899999999792,-1.4958110000000033,-1.3958110000000019,-1.3288110000000017,-1.3458079999999981,-4.581100000000049E-2,0.97118900000000252,-0.69580799999999954,1.6041889999999981,-1.9458079999999995,-1.0458110000000005,-0.6288109999999989,0.68418899999999638,-0.27881099999999748,0.15419200000000188,1.4894000000000034,5.2293999999999983,2.8294029999999992,0.52940300000000207,-1.0206000000000017,4.3963999999999999,0.61239999999999384,0.27940300000000207,0.82939999999999259,2.0623999999999967,-0.12059700000000362,0.22939999999999827,-0.13760000000000616,-0.65359999999999729,0.46240000000000236,5.4124000000000052,4.2094000000000023,-5.3600000000002979E-2,0.15940000000000509,2.480991404201355,5.3395184739563346,3.4864968604790088,2.0826005051689607,1.2889107345821122,4.6438974480193904,1.5242447663420065,1.3578677071533904,1.5808553168661523,2.0629087250096614,0.97864789895549553,0.73264802795339501,1.6100795345947962,2.0526474935711669,1.1434747079498537,5.4488051014622512,4.2646410104158843,0.28391642030886294,0.22177360723044165,"Eugene",null,"BestHigh Rise5B","Best","High Rise","5B",16,21,49,"n/a",25,0.08,0.22,0.28000000000000003,0.3,"Y",0.21,0.35,0.66,0.65,"Y",0.25,"Electric","Heat Pump Water Heater",2.85,0.5,0.5,"n/a","VRF",12,"Electric","VRF",3.7,"Y","GAS",0.96,"DX",12.5,"Y",0.8,0.8,"Y",0.1,1237.5]
[null,null,null,null,null,null,null,null,null,null,97035,"Lake Oswego","Clackamas","4C",null,97355,"Lebanon","OR",44.527304000000001,122.85512,2.307304000000002,-0.75569600000000037,2.3603039999999993,2.3373040000000032,1.1103039999999993,-1.172696000000002,-1.0726960000000005,-1.0056960000000004,-1.0226929999999967,0.27730400000000088,1.2943040000000039,-0.37269299999999816,1.9273039999999995,-1.6226929999999982,-0.72269599999999912,-0.30569599999999753,1.0073039999999978,4.4304000000003896E-2,0.47730700000000326,1.1151200000000046,4.8551199999999994,2.4551230000000004,0.15512300000000323,-1.3948800000000006,4.022120000000001,0.238119999999995,-9.4876999999996769E-2,0.45511999999999375,1.6881199999999978,-0.49487700000000245,-0.14488000000000056,-0.511880000000005,-1.0278799999999961,8.8120000000003529E-2,5.0381200000000064,3.8351200000000034,-0.42788000000000181,-0.21487999999999374,2.5626440179658236,4.9135798211503596,3.4056811238788929,2.3424459723854927,1.7828250578270433,4.1895900996178632,1.098807463942614,1.0101614175689944,1.1193905425047095,1.7107444703449997,1.3856861439536057,0.39986283479338108,1.9941218224612065,1.9208513390288657,0.72804851680090621,5.0473857766982766,3.9651994606597056,0.43016757062335825,0.52344568643652079,"Salem"]
[null,null,null,null,null,null,null,null,null,null,97036,"Marylhurst","Clackamas","4C",null,97348,"Halsey","OR",44.381732,123.12153000000001,{"$f":"$S51-VLOOKUP(U$18,$A$19:$F$37,5,FALSE)","v":2.1617320000000007},-0.90126800000000173,2.2147319999999979,2.1917320000000018,0.96473199999999792,-1.3182680000000033,-1.2182680000000019,-1.1512680000000017,-1.1682649999999981,0.13173199999999952,1.1487320000000025,-0.51826499999999953,1.7817319999999981,-1.7682649999999995,-0.86826800000000048,-0.45126799999999889,{"$f":"$S51-VLOOKUP(AK$18,$A$19:$F$37,5,FALSE)","v":0.86173199999999639},-0.10126799999999747,0.33173500000000189,{"$f":"$T51-VLOOKUP(AN$18,$A$19:$F$37,6,FALSE)","v":1.3815300000000121},5.121530000000007,2.721533000000008,0.42153300000001082,-1.128469999999993,4.2885300000000086,0.50453000000000259,0.17153300000001082,0.72153000000000134,1.9545300000000054,-0.22846699999999487,0.12153000000000702,-0.24546999999999741,-0.76146999999998854,0.35453000000001111,5.304530000000014,{"$f":"$T51-VLOOKUP(BD$18,$A$19:$F$37,6,FALSE)","v":4.101530000000011},-0.16146999999999423,5.1530000000013843E-2,2.5654844339274478,5.2002262978378235,3.5088145721757704,2.2319003628999696,1.4846388021077652,4.4865710827673375,1.318608145251654,1.1639766225801134,{"$f":"SQRT(AC51^2+AV51^2)","v":1.3731164011565069},1.9589642265044098,1.1712311376978515,0.53232335203802705,1.7985617700607317,1.9252526252741433,0.93785971270974677,5.3236905740965215,4.191077472527093,0.19059844890239169,0.33571334665902497,"Corvallis"]
[null,null,null,null,null,null,null,null,null,null,97037,"Maupin","Wasco","5B",null,97494,"Wilbur","OR",43.328429999999997,123.33317700000001,1.1084299999999985,-1.9545700000000039,1.1614299999999957,1.1384299999999996,-8.8570000000004256E-2,-2.3715700000000055,-2.2715700000000041,-2.2045700000000039,-2.2215670000000003,-0.92157000000000266,9.5430000000000348E-2,-1.5715670000000017,0.72842999999999591,-2.8215670000000017,-1.9215700000000027,-1.5045700000000011,-0.19157000000000579,-1.1545699999999997,-0.72156700000000029,1.5931770000000114,5.3331770000000063,2.9331800000000072,0.63318000000001007,-0.91682299999999373,4.5001770000000079,0.71617700000000184,0.38318000000001007,0.93317700000000059,2.1661770000000047,-1.6819999999995616E-2,0.33317700000000627,-3.382299999999816E-2,-0.54982299999998929,0.56617700000001037,5.5161770000000132,4.3131770000000103,5.0177000000005023E-2,0.26317700000001309,1.9408323003879118,5.6800634501939395,3.1547526935244914,1.3026664105978982,0.9210912323049163,5.086839617702636,2.381793391591517,2.2376228004961036,2.4096014709528215,2.3540633084581701,9.6900966455448309E-2,1.606496109182344,0.72921482447149544,2.8746383540922151,2.0032442837130531,5.7176865584105911,4.3174292001408769,1.1556598185577796,0.76806319324519601,"Roseburg"]
[null,null,null,null,null,null,null,null,null,null,97038,"Molalla","Clackamas","4C",null,99362,"Walla Walla","OR",45.986775000000002,118.07919,3.7667750000000026,0.70377500000000026,3.8197749999999999,3.7967750000000038,2.5697749999999999,0.28677499999999867,0.38677500000000009,0.45377500000000026,0.43677800000000389,1.7367750000000015,2.7537750000000045,1.0867780000000025,3.3867750000000001,-0.16322199999999754,0.73677500000000151,1.1537750000000031,2.4667749999999984,1.5037750000000045,1.9367780000000039,-3.6608099999999979,7.9189999999996985E-2,-2.3208070000000021,-4.6208069999999992,-6.170810000000003,-0.75381000000000142,-4.5378100000000074,-4.8708069999999992,-4.3208100000000087,-3.0878100000000046,-5.2708070000000049,-4.920810000000003,-5.2878100000000074,-5.8038099999999986,-4.6878099999999989,0.26219000000000392,-0.94080999999999904,-5.2038100000000043,-4.9908099999999962,5.2526301751336923,0.70821628527237346,4.4695442924166224,5.9805817218623494,6.6845074318699824,0.80651684218310116,4.5542633319478867,4.8918986683979861,4.342830192096403,3.5427331252473753,5.9468212670193878,5.0393905859125505,6.2794250928508637,5.8061047129193231,4.745355623841589,1.1831907482418078,2.6400951416047471,5.4167312806456493,5.3534375383844708,"La Grande"]
[null,null,null,null,null,null,null,null,null,null,97039,"Moro","Sherman","5B",null,97522,"Butte Falls","OR",42.530662999999997,122.54822,0.31066299999999814,-2.7523370000000043,0.36366299999999541,0.34066299999999927,-0.88633700000000459,-3.1693370000000058,-3.0693370000000044,-3.0023370000000043,-3.0193340000000006,-1.719337000000003,-0.70233699999999999,-2.369334000000002,-6.9337000000004423E-2,-3.619334000000002,-2.719337000000003,-2.3023370000000014,-0.98933700000000613,-1.952337,-1.5193340000000006,0.80822000000000571,4.5482200000000006,2.1482230000000015,-0.15177699999999561,-1.7017799999999994,3.7152200000000022,-6.8780000000003838E-2,-0.40177699999999561,0.14821999999999491,1.381219999999999,-0.80177700000000129,-0.4517799999999994,-0.81878000000000384,-1.334779999999995,-0.21877999999999531,4.7312200000000075,3.5282200000000046,-0.73478000000000065,-0.52177999999999258,0.86587012188261125,5.316170062175309,2.1787870100810687,0.37294441582895188,1.9187622171517258,4.8833960179335296,3.0701075401309685,3.0291008928885188,3.0229698926644972,2.2054225010117694,1.0658909978501565,2.4120217187985702,0.82171059867145868,3.8576179504917283,2.7281236056984324,5.2616725810305871,3.6643040359622239,2.0860300596992847,1.6064339924055375,"Medford"]
[null,null,null,null,null,null,null,null,null,null,97040,"Mosier","Wasco","5B",null,97075,"Beaverton","OR",45.548616000000003,123.11472500000001,3.3286160000000038,0.26561600000000141,3.3816160000000011,3.3586160000000049,2.1316160000000011,-0.15138400000000019,-5.1383999999998764E-2,1.5616000000001407E-2,-1.3809999999949696E-3,1.2986160000000027,2.3156160000000057,0.64861900000000361,2.9486160000000012,-0.60138099999999639,0.29861600000000266,0.71561600000000425,2.0286159999999995,1.0656160000000057,1.498619000000005,1.3747250000000122,5.1147250000000071,2.714728000000008,0.41472800000001087,-1.1352749999999929,4.2817250000000087,0.49772500000000264,0.16472800000001087,0.71472500000000139,1.9477250000000055,-0.23527199999999482,0.11472500000000707,-0.25227499999999736,-0.76827499999998849,0.34772500000001116,5.297725000000014,4.0947250000000111,-0.16827499999999418,4.4725000000013893E-2,3.601326602945234,5.121617291938267,4.3364818557720319,3.3841248129228392,2.4150851117674899,4.2844003187238551,0.50037035391897722,0.16546653268864861,0.7147263341909279,2.3409477121629667,2.3275374053793474,0.65868690042083444,2.959388279878294,0.97565648810735528,0.45834942029090575,5.3458391703343597,4.5696887969621178,1.0788206222913104,1.4992862411114218,"Portland (Hillsboro)"]
[null,null,null,null,null,null,null,null,null,null,97041,"Mount Hood Parkdale","Hood River","5B",null,97392,"Turner","OR",44.807738999999998,122.9485,2.5877389999999991,-0.47526100000000326,2.6407389999999964,2.6177390000000003,1.3907389999999964,-0.89226100000000486,-0.79226100000000343,-0.72526100000000326,-0.74225799999999964,0.55773899999999799,1.574739000000001,-9.2258000000001061E-2,2.2077389999999966,-1.3422580000000011,-0.44226100000000201,-2.5261000000000422E-2,1.2877389999999949,0.324739000000001,0.75774200000000036,1.2085000000000008,4.9484999999999957,2.5485029999999966,0.24850299999999947,-1.3015000000000043,4.1154999999999973,0.33149999999999125,-1.4970000000005257E-3,0.54849999999999,1.7814999999999941,-0.40149700000000621,-5.150000000000432E-2,-0.41850000000000875,-0.93449999999999989,0.18149999999999977,5.1315000000000026,3.9284999999999997,-0.33450000000000557,-0.1214999999999975,2.8560226508417257,4.9712699854384255,3.6699277931765852,2.6295077891365906,1.9047459715460751,4.2111126726936421,0.85881880633868268,0.72526254496561782,0.9229296769331824,1.8667659312621325,1.6251162294217629,0.10565883097971812,2.2470544590910548,1.6355264560880705,0.4780554801704523,5.1315621761916734,4.1341727083082755,0.46620346215038383,0.76742112856240796,"Salem"]
[null,null,null,null,null,null,null,null,null,null,97042,"Mulino","Clackamas","4C",null,97432,"Dillard","OR",43.113501999999997,123.41806800000001,0.89350199999999802,-2.1694980000000044,0.94650199999999529,0.92350199999999916,-0.30349800000000471,-2.586498000000006,-2.4864980000000045,-2.4194980000000044,-2.4364950000000007,-1.1364980000000031,-0.1194980000000001,-1.7864950000000022,0.51350199999999546,-3.0364950000000022,-2.1364980000000031,-1.7194980000000015,-0.40649800000000624,-1.3694980000000001,-0.93649500000000074,1.6780680000000103,5.4180680000000052,3.0180710000000062,0.71807100000000901,-0.83193199999999479,4.5850680000000068,0.80106800000000078,0.46807100000000901,1.0180679999999995,2.2510680000000036,6.8071000000003323E-2,0.41806800000000521,5.1068000000000779E-2,-0.46493199999999035,0.65106800000000931,5.6010680000000121,4.3980680000000092,0.13506800000000396,0.34806800000001203,1.9011202057281995,5.8362815580323124,3.1630078401807711,1.1698213132974675,0.88556303481344234,5.2642967686698761,2.6123518608005361,2.4643581381457182,2.6406382443736973,2.5216928529517673,0.13752611768315309,1.8347602670782395,0.51603511956842185,3.0718827532392905,2.2334979840214824,5.8590644400474163,4.4168136429589246,1.3761424841301868,0.99908669175853293,"Roseburg"]
[null,null,null,null,null,null,null,null,null,null,97044,"Odell","Hood River","5B",null,97911,"Juntura","OR",43.722895999999999,118.07393999999999,1.5028959999999998,-1.5601040000000026,1.5558959999999971,1.5328960000000009,0.30589599999999706,-1.9771040000000042,-1.8771040000000028,-1.8101040000000026,-1.827100999999999,-0.52710400000000135,0.48989600000000166,-1.1771010000000004,1.1228959999999972,-2.4271010000000004,-1.5271040000000013,-1.1101039999999998,0.20289599999999552,-0.76010399999999834,-0.32710099999999898,-3.6660600000000017,7.3939999999993233E-2,-2.3260570000000058,-4.626057000000003,-6.1760600000000068,-0.75906000000000518,-4.5430600000000112,-4.876057000000003,-4.3260600000000125,-3.0930600000000084,-5.2760570000000087,-4.9260600000000068,-5.2930600000000112,-5.8090600000000023,-4.6930600000000027,0.25694000000000017,-0.94606000000000279,-5.209060000000008,-4.9960599999999999,3.9621575322563856,1.5618551835608854,2.7984555615669544,4.8734149745394175,6.1836307689266246,2.1178083743379674,4.9155786628245624,5.2011929745073902,4.6960721020658429,3.1376517955974741,5.2987522642660974,5.0647442075391202,5.4108575651569417,6.2957126163605199,4.9352668408522788,1.1394512075626582,0.96757237993651068,5.2642249357731741,5.0067564937593074,"Burns"]
[null,null,null,null,null,null,null,null,null,null,97045,"Oregon City","Clackamas","4C",null,97027,"Gladstone","OR",45.385641999999997,122.59272,3.1656419999999983,0.1026419999999959,3.2186419999999956,3.1956419999999994,1.9686419999999956,-0.31435800000000569,-0.21435800000000427,-0.1473580000000041,-0.16435500000000047,1.1356419999999972,2.1526420000000002,0.48564499999999811,2.7856419999999957,-0.76435500000000189,0.13564199999999715,0.55264199999999875,1.865641999999994,0.90264200000000017,1.3356449999999995,0.85272000000000503,4.5927199999999999,2.1927230000000009,-0.10727699999999629,-1.6572800000000001,3.7597200000000015,-2.428000000000452E-2,-0.35727699999999629,0.19271999999999423,1.4257199999999983,-0.75727700000000198,-0.40728000000000009,-0.77428000000000452,-1.2902799999999957,-0.17427999999999599,4.7757200000000068,3.5727200000000039,-0.69028000000000134,-0.47727999999999327,3.2784784078233606,4.5938668220317407,3.8945719249864901,3.1974421256518459,2.5733496308438117,3.7728391736945288,0.21572869666319788,0.38647281261816924,0.25328553931284337,1.8227342841357839,2.2819588153367283,0.63382021459164439,2.891247286304647,1.4996869821482721,0.22084444879597456,4.8075892813929171,4.0305022355240059,1.1363314034928376,1.4183595328494789,"Portland (PDX)"]
[null,null,null,null,null,null,null,null,null,null,97048,"Rainier","Columbia","4C",null,97101,"Amity","OR",45.100504000000001,123.22834,2.880504000000002,-0.18249600000000044,2.9335039999999992,2.9105040000000031,1.6835039999999992,-0.59949600000000203,-0.49949600000000061,-0.43249600000000044,-0.44949299999999681,0.85050400000000081,1.8675040000000038,0.20050700000000177,2.5005039999999994,-1.0494929999999982,-0.14949599999999919,0.26750400000000241,1.5805039999999977,0.61750400000000383,1.0505070000000032,1.488340000000008,5.2283400000000029,2.8283430000000038,0.52834300000000667,-1.0216599999999971,4.3953400000000045,0.61133999999999844,0.27834300000000667,0.82833999999999719,2.0613400000000013,-0.12165699999999902,0.22834000000000287,-0.13866000000000156,-0.65465999999999269,0.46134000000000697,5.4113400000000098,4.2083400000000069,-5.4659999999998377E-2,0.1583400000000097,3.2422922831873184,5.2315240557237273,4.0749196119267213,2.9580702932258092,1.9692574421888043,4.4360352985087985,0.78945097986892043,0.51432248216950816,0.94243891719781636,2.2299057490432208,1.8714624269979385,0.30387861499125274,2.5043455930873435,1.2369378612723383,0.48495736886452834,5.4179478574102307,4.4953440857865434,0.61991846690996755,1.0623730571927217,"Salem"]
[null,null,null,null,null,null,null,null,null,null,97049,"Rhododendron","Clackamas","4C",null,97305,"Salem","OR",44.995029000000002,122.95801,2.7750290000000035,-0.28797099999999887,2.8280290000000008,2.8050290000000047,1.5780290000000008,-0.70497100000000046,-0.60497099999999904,-0.53797099999999887,-0.55496799999999524,0.74502900000000238,1.7620290000000054,9.5032000000003336E-2,2.395029000000001,-1.1549679999999967,-0.25497099999999762,0.16202900000000398,1.4750289999999993,0.5120290000000054,0.94503200000000476,1.2180100000000067,4.9580100000000016,2.5580130000000025,0.25801300000000538,-1.2919899999999984,4.1250100000000032,0.34100999999999715,8.0130000000053769E-3,0.5580099999999959,1.79101,-0.39198700000000031,-4.1989999999998417E-2,-0.40899000000000285,-0.92498999999999398,0.19101000000000568,5.1410100000000085,3.9380100000000056,-0.32498999999999967,-0.1119899999999916,3.0305666649887502,4.9663659205641517,3.8132897258154959,2.8168703198780785,2.0394640680681282,4.1848167953855553,0.69446218827305273,0.53803067292673834,0.78699723069651917,1.939789945056166,1.8051038765151493,0.10389533735447661,2.4296988971765634,1.4797153716590163,0.31858284784495378,5.1435626968999886,4.2051912335755954,0.60645873473881573,0.95164449303508658,"Salem"]
[null,null,null,null,null,null,null,null,null,null,97050,"Rufus","Sherman","5B",null,97311,"Salem","OR",44.943840999999999,123.02860699999999,2.7238410000000002,-0.33915900000000221,2.7768409999999975,2.7538410000000013,1.5268409999999975,-0.7561590000000038,-0.65615900000000238,-0.58915900000000221,-0.60615599999999858,0.69384099999999904,1.7108410000000021,4.3843999999999994E-2,2.3438409999999976,-1.206156,-0.30615900000000096,0.11084100000000063,1.4238409999999959,0.46084100000000205,0.89384400000000142,1.2886069999999989,5.0286069999999938,2.6286099999999948,0.32860999999999763,-1.2213930000000062,4.1956069999999954,0.4116069999999894,7.8609999999997626E-2,0.62860699999998815,1.8616069999999922,-0.32139000000000806,2.8606999999993832E-2,-0.3383930000000106,-0.85439300000000173,0.26160699999999792,5.2116070000000008,4.0086069999999978,-0.25439300000000742,-4.1392999999999347E-2,3.0132736008749683,5.0400314669384692,3.8236679342459849,2.7733778655965735,1.9552606730893984,4.2632023798700862,0.77457404793214857,0.5943802313174642,0.87325360393472373,1.9867047983356687,1.7407666297872935,5.2351282553531067E-2,2.3681428284058366,1.4781067941069086,0.40270529637689084,5.2127855557014815,4.2539691199784198,0.5263936034280865,0.89480192041870499,"Salem"]
[null,null,null,null,null,null,null,null,null,null,97051,"Saint Helens","Columbia","4C",null,97737,"Gilchrist","OR",43.521016000000003,121.65255000000001,1.3010160000000042,-1.7619839999999982,1.3540160000000014,1.3310160000000053,0.10401600000000144,-2.1789839999999998,-2.0789839999999984,-2.0119839999999982,-2.0289809999999946,-0.72898399999999697,0.28801600000000604,-1.378980999999996,0.92101600000000161,-2.628980999999996,-1.728983999999997,-1.3119839999999954,1.0159999999999059E-3,-0.96198399999999396,-0.52898099999999459,-8.7449999999989814E-2,3.6525500000000051,1.252553000000006,-1.0474469999999911,-2.5974499999999949,2.8195500000000067,-0.96444999999999936,-1.2974469999999911,-0.74745000000000061,0.48555000000000348,-1.6974469999999968,-1.3474499999999949,-1.7144499999999994,-2.2304499999999905,-1.1144499999999908,3.835550000000012,2.632550000000009,-1.6304499999999962,-1.4174499999999881,1.3039517378937033,4.0553309505829525,1.8445184591282948,1.6937381173206782,2.5995318483826995,3.5634019524544289,2.2917980440597274,2.3940443467206221,2.1622778269364415,0.87588610832459202,1.7217083185211695,1.9280067688835989,1.9461781199972423,3.447672881939488,2.0570329299153109,4.0537323319079759,2.6325501960562971,1.893087535946496,1.5129393249106062,"Redmond"]
[null,null,null,null,null,null,null,null,null,null,97053,"Warren","Columbia","4C",null,97240,"Portland","OR",45.580556999999999,122.374776,3.360557,0.29755699999999763,3.4135569999999973,3.3905570000000012,2.1635569999999973,-0.11944300000000396,-1.9443000000002542E-2,4.7556999999997629E-2,3.0560000000001253E-2,1.3305569999999989,2.3475570000000019,0.68055999999999983,2.9805569999999975,-0.56944000000000017,0.33055699999999888,0.74755700000000047,2.0605569999999958,1.0975570000000019,1.5305600000000013,0.63477600000000223,4.3747759999999971,1.9747789999999981,-0.32522099999999909,-1.8752240000000029,3.5417759999999987,-0.24222400000000732,-0.57522099999999909,-2.5224000000008573E-2,1.2077759999999955,-0.97522100000000478,-0.62522400000000289,-0.99222400000000732,-1.5082239999999985,-0.3922239999999988,4.557776000000004,3.3547760000000011,-0.90822400000000414,-0.69522399999999607,3.4199830292597948,4.3848837177769004,3.9436180711486215,3.4061188277994661,2.8631178708577472,3.5437894780058521,0.24300307904428628,0.57718356446627861,3.9625292125112579E-2,1.7969710060056578,2.5420621288808065,0.92415743451860166,3.1413736639287277,1.6121419130386738,0.5129401489696418,4.6186755173344922,3.9370569160763971,1.4246059814647036,1.6810563118991577,"Portland (Troutdale)"]
[null,null,null,null,null,null,null,null,null,null,97054,"Deer Island","Columbia","4C",null,97479,"Sutherlin","OR",43.397697000000001,123.27314,1.177697000000002,-1.8853030000000004,1.2306969999999993,1.2076970000000031,-1.9303000000000736E-2,-2.302303000000002,-2.2023030000000006,-2.1353030000000004,-2.1522999999999968,-0.85230299999999914,0.16469700000000387,-1.5022999999999982,0.79769699999999943,-2.7522999999999982,-1.8523029999999991,-1.4353029999999976,-0.12230300000000227,-1.0853029999999961,-0.65229999999999677,1.5331400000000031,5.2731399999999979,2.8731429999999989,0.57314300000000173,-0.97686000000000206,4.4401399999999995,0.65613999999999351,0.32314300000000173,0.87313999999999226,2.1061399999999963,-7.685700000000395E-2,0.27313999999999794,-9.3860000000006494E-2,-0.60985999999999763,0.50614000000000203,5.4561400000000049,4.2531400000000019,-9.8600000000033106E-3,0.20314000000000476,1.9332585143764436,5.6000332910982751,3.1256304650834834,1.3367965223840199,0.97705069746098849,5.001543993949169,2.2979682772851748,2.1596157760717536,2.3226641491184155,2.2720576804757804,0.18174735282254287,1.526928534542463,0.80319997722173786,2.8190573796217748,1.920209390511618,5.6417690843749577,4.2548981049384738,1.0853477882268852,0.6831992019901646,"Roseburg"]
[null,null,null,null,null,null,null,null,null,null,97055,"Sandy","Clackamas","4C",null,97394,"Waldport","OR",44.424255000000002,124.04868,2.2042550000000034,-0.85874499999999898,2.2572550000000007,2.2342550000000045,1.0072550000000007,-1.2757450000000006,-1.1757449999999992,-1.108744999999999,-1.1257419999999954,0.17425500000000227,1.1912550000000053,-0.47574199999999678,1.8242550000000008,-1.7257419999999968,-0.82574499999999773,-0.40874499999999614,0.90425499999999914,-5.8744999999994718E-2,0.37425800000000464,2.3086800000000096,6.0486800000000045,3.6486830000000054,1.3486830000000083,-0.2013199999999955,5.2156800000000061,1.4316800000000001,1.0986830000000083,1.6486799999999988,2.8816800000000029,0.69868300000000261,1.0486800000000045,0.68168000000000006,0.16568000000000893,1.2816800000000086,6.2316800000000114,5.0286800000000085,0.76568000000000325,0.97868000000001132,3.191981116395437,6.1093348833915666,4.2904647498276969,2.6097588470036923,1.0271768968512676,5.3694360194926496,1.8525884398389725,1.5609035234485236,1.9963568801604552,2.8869437866756287,1.3810309227218687,1.1515468696340616,1.9474583249520394,1.733676819065189,1.5246502639704025,6.2450707039572526,5.1093345601384419,0.76793022952935275,1.0477994049263559,"Corvallis"]
[null,null,null,null,null,null,null,null,null,null,97056,"Scappoose","Columbia","4C",null,97038,"Molalla","OR",45.107990000000001,122.56555,{"$f":"$S67-VLOOKUP(U$18,$A$19:$F$37,5,FALSE)","v":2.8879900000000021},-0.17501000000000033,2.9409899999999993,2.9179900000000032,1.6909899999999993,-0.59201000000000192,-0.4920100000000005,-0.42501000000000033,-0.44200699999999671,0.85799000000000092,1.8749900000000039,0.20799300000000187,2.5079899999999995,-1.0420069999999981,-0.14200999999999908,0.27499000000000251,{"$f":"$S67-VLOOKUP(AK$18,$A$19:$F$37,5,FALSE)","v":1.5879899999999978},0.62499000000000393,1.0579930000000033,{"$f":"$T67-VLOOKUP(AN$18,$A$19:$F$37,6,FALSE)","v":0.82555000000000689},4.5655500000000018,2.1655530000000027,-0.13444699999999443,-1.6844499999999982,3.7325500000000034,-5.145000000000266E-2,-0.38444699999999443,0.16554999999999609,1.3985500000000002,-0.78444700000000012,-0.43444999999999823,-0.80145000000000266,-1.3174499999999938,-0.20144999999999413,4.7485500000000087,{"$f":"$T67-VLOOKUP(BD$18,$A$19:$F$37,6,FALSE)","v":3.5455500000000058},-0.71744999999999948,-0.50444999999999141,3.0036675985534789,4.5689030743275802,3.6522653211272873,2.9210856947219157,2.3868009935057408,3.7792069727126654,0.49469277597312938,0.57309073968176805,0.47199257467569955,1.6407586484916061,2.0324725326333479,0.48167197401239698,2.6329329544445299,1.6797181580696745,0.24647300582416196,4.7565057135044091,3.8849243290700057,0.95149724256037871,1.1721002476533304,"Aurora"]
[null,null,null,null,null,null,null,null,null,null,97057,"Shaniko","Wasco","5B",null,97918,"Vale","OR",44.029403000000002,117.33282,1.8094030000000032,-1.2535969999999992,1.8624030000000005,1.8394030000000043,0.61240300000000047,-1.6705970000000008,-1.5705969999999994,-1.5035969999999992,-1.5205939999999956,-0.22059699999999793,0.79640300000000508,-0.87059399999999698,1.4294030000000006,-2.120593999999997,-1.2205969999999979,-0.80359699999999634,0.50940299999999894,-0.45359699999999492,-2.059399999999556E-2,-4.4071799999999968,-0.66718000000000188,-3.0671770000000009,-5.3671769999999981,-6.9171800000000019,-1.5001800000000003,-5.2841800000000063,-5.6171769999999981,-5.0671800000000076,-3.8341800000000035,-6.0171770000000038,-5.6671800000000019,-6.0341800000000063,-6.5501799999999974,-5.4341799999999978,-0.48417999999999495,-1.6871799999999979,-5.9501800000000031,-5.7371799999999951,4.7641551999078482,1.4200825999951554,3.5883310443349576,5.6736225064537029,6.9442362133505382,2.2453138686626875,5.5126521030089561,5.8149360605029852,5.2904176834382426,3.840520708030231,6.0696521142268152,5.7336605292985396,6.2011709546511513,6.8848948390833069,5.5695753257146068,0.93818889932091465,1.7624039743512245,5.967444366796312,5.7372169616666877,"Baker"]
[null,null,null,null,null,null,null,null,null,null,97058,"The Dalles","Wasco","5B",null,97335,"Crabtree","OR",44.634439,122.893292,2.4144390000000016,-0.64856100000000083,2.4674389999999988,2.4444390000000027,1.2174389999999988,-1.0655610000000024,-0.965561000000001,-0.89856100000000083,-0.91555799999999721,0.38443900000000042,1.4014390000000034,-0.26555799999999863,2.034438999999999,-1.5155579999999986,-0.61556099999999958,-0.19856099999999799,1.1144389999999973,0.15143900000000343,0.58444200000000279,1.1532920000000075,4.8932920000000024,2.4932950000000034,0.19329500000000621,-1.3567079999999976,4.060292000000004,0.27629199999999798,-5.6704999999993788E-2,0.49329199999999673,1.7262920000000008,-0.45670499999999947,-0.10670799999999758,-0.47370800000000202,-0.98970799999999315,0.12629200000000651,5.0762920000000094,3.8732920000000064,-0.38970799999999883,-0.17670799999999076,2.6757425365653225,4.9360852877543584,3.507816297320316,2.452069530365323,1.8228588305145823,4.1977841023550795,1.0043133544790694,0.90034844796112179,1.0399920425791689,1.768580621285047,1.4739778586349286,0.28619512334768871,2.0888612481409572,1.8100933613015606,0.62838285621506351,5.08017390843907,4.0304299028745119,0.41809818940650789,0.61057200118249777,"Salem"]
[null,null,null,null,null,null,null,null,null,null,97060,"Troutdale","Multnomah","4C",null,97758,"Riley","OR",43.547854999999998,119.54235,1.3278549999999996,-1.7351450000000028,1.3808549999999968,1.3578550000000007,0.13085499999999683,-2.1521450000000044,-2.052145000000003,-1.9851450000000028,-2.0021419999999992,-0.70214500000000157,0.31485500000000144,-1.3521420000000006,0.94785499999999701,-2.6021420000000006,-1.7021450000000016,-1.285145,2.78549999999953E-2,-0.93514499999999856,-0.5021419999999992,-2.1976499999999959,1.542349999999999,-0.85764700000000005,-3.1576469999999972,-4.707650000000001,0.70935000000000059,-3.0746500000000054,-3.4076469999999972,-2.8576500000000067,-1.6246500000000026,-3.8076470000000029,-3.457650000000001,-3.8246500000000054,-4.3406499999999966,-3.2246499999999969,1.7253500000000059,0.52235000000000298,-3.7406500000000023,-3.5276499999999942,2.5676573804783573,2.3215451090868355,1.6255211187905223,3.4372234110738256,4.7094682877714558,2.2660329925941105,3.696589201348325,{"$f":"SQRT(AB70^2+AU70^2)","v":3.943711291110696},3.4892314498559758,1.7698856526694065,3.8206425307314507,3.7126313459141089,3.9403523603257917,5.0608680491259577,3.6463221502666201,2.1513786959819559,0.52309217497970939,3.8557695202806164,3.5632093835002117,"Burns"]
[null,null,null,null,null,null,null,null,null,null,97062,"Tualatin","Washington","4C",null,97264,"Chiloquin","OR",42.577154,121.860525,0.3571540000000013,-2.7058460000000011,0.41015399999999858,0.38715400000000244,-0.83984600000000142,-3.1228460000000027,-3.0228460000000013,-2.9558460000000011,-2.9728429999999975,-1.6728459999999998,-0.65584599999999682,-2.3228429999999989,-2.2846000000001254E-2,-3.5728429999999989,-2.6728459999999998,-2.2558459999999982,-0.94284600000000296,-1.9058459999999968,-1.4728429999999975,0.12052500000000066,3.8605249999999955,1.4605279999999965,-0.83947200000000066,-2.3894750000000045,3.0275249999999971,-0.75647500000000889,-1.0894720000000007,-0.53947500000001014,0.69352499999999395,-1.4894720000000063,-1.1394750000000045,-1.5064750000000089,-2.022475,-0.90647500000000036,4.0435250000000025,2.8405249999999995,-1.4224750000000057,-1.2094749999999976,{"$f":"SQRT(U71^2+AN71^2)","v":0.37694197874606789},4.7143669618879871,1.5170261508952272,0.92444656876425424,2.5327716200520376,4.3494913225963554,3.1160636009781668,3.1502340888416542,3.0213951708232401,1.8109087954231686,1.6274706800738423,2.5872771166371038,1.5066482221610416,4.1055586986759778,2.8223753586900875,4.6302198221403064,2.9929151099456535,2.3781682239364406,1.9058059393007429,"Klamath Falls"]
[null,null,null,null,null,null,null,null,null,null,97063,"Tygh Valley","Wasco","5B",null,97312,"Salem","OR",44.936357000000001,123.038116,2.7163570000000021,-0.34664300000000026,2.7693569999999994,2.7463570000000033,1.5193569999999994,-0.76364300000000185,-0.66364300000000043,-0.59664300000000026,-0.61363999999999663,0.68635700000000099,1.703357000000004,3.6360000000001946E-2,2.3363569999999996,-1.2136399999999981,-0.31364299999999901,0.10335700000000259,1.4163569999999979,0.45335700000000401,0.88636000000000337,1.2981160000000074,5.0381160000000023,2.6381190000000032,0.33811900000000605,-1.2118839999999977,4.2051160000000039,0.42111599999999783,8.8119000000006054E-2,0.63811599999999657,1.8711160000000007,-0.31188099999999963,3.8116000000002259E-2,-0.32888400000000217,-0.84488399999999331,0.27111600000000635,5.2211160000000092,4.0181160000000062,-0.24488399999999899,-3.188399999999092E-2,3.0105980304426283,5.0500271483334647,3.8247888898094771,2.7670925589163118,1.9434784595937749,4.2738918101544208,0.78597755496260757,0.60311510311880057,0.88529434599798029,1.9930281023871701,1.7316739957653731,5.2677120802112121E-2,2.359391598888366,1.4787667236775326,0.41457908401775745,5.2221389252781369,4.2604369894301977,0.51526764201238484,0.88693327767989705,"Salem"]
[null,null,null,null,null,null,null,null,null,null,97064,"Vernonia","Columbia","4C",null,97828,"Enterprise","OR",45.547097999999998,117.26823,3.3270979999999994,0.26409799999999706,3.3800979999999967,3.3570980000000006,2.1300979999999967,-0.15290200000000453,-5.2902000000003113E-2,1.4097999999997057E-2,-2.8989999999993188E-3,1.2970979999999983,2.3140980000000013,0.64710099999999926,2.9470979999999969,-0.60289900000000074,0.29709799999999831,0.7140979999999999,2.0270979999999952,1.0640980000000013,1.4971010000000007,-4.4717699999999923,-0.73176999999999737,-3.1317669999999964,-5.4317669999999936,-6.9817699999999974,-1.5647699999999958,-5.3487700000000018,-5.6817669999999936,-5.1317700000000031,-3.898769999999999,-6.0817669999999993,-5.7317699999999974,-6.0987700000000018,-6.6147699999999929,-5.4987699999999933,-0.54876999999999043,-1.7517699999999934,-6.0147699999999986,-5.8017699999999905,5.5737158193169414,0.77796856395615022,4.6079308840186561,6.3854678547380486,7.2994814762765134,1.5722226860416397,5.3490316071700326,5.6817844904477797,5.1317708188403186,4.1088770649052018,6.5071452570150141,5.7681822992257255,6.7735058968383575,6.6421885969235248,5.5067902388327745,0.90060227986830532,2.6791462137225652,6.1081717973960084,5.9918149618542866,"La Grande"]
[null,null,null,null,null,null,null,null,null,null,97065,"Wasco","Sherman","5B",null,97450,"Langlois","OR",42.915024000000003,124.37576,0.69502400000000364,-2.3679759999999987,0.74802400000000091,0.72502400000000478,-0.50197599999999909,-2.7849760000000003,-2.6849759999999989,-2.6179759999999987,-2.6349729999999951,-1.3349759999999975,-0.31797599999999449,-1.9849729999999965,0.31502400000000108,-3.2349729999999965,-2.3349759999999975,-1.9179759999999959,-0.60497600000000062,-1.5679759999999945,-1.1349729999999951,2.6357600000000048,6.3757599999999996,3.9757630000000006,1.6757630000000034,0.12575999999999965,5.5427600000000012,1.7587599999999952,1.4257630000000034,1.975759999999994,3.2087599999999981,1.0257629999999978,1.3757599999999996,1.0087599999999952,0.49276000000000408,1.6087600000000037,6.5587600000000066,5.3557600000000036,1.0927599999999984,1.3057600000000065,2.7258556708263244,6.8012958996191299,4.045519909325006,1.8258810018029703,0.5174895962007342,6.2030863074904907,3.2097247324616447,2.9810398301171697,3.293434421440474,3.4753851093333501,{"$f":"SQRT(AE74^2+AX74^2)","v":1.0739173472595513},2.4151259570318451,1.0568050237276463,3.2722870791434211,2.8355284618878369,6.8334445687497949,5.3898201396870418,1.9111967858323693,1.7300788676615311,"North Bend"]
[null,null,null,null,null,null,null,null,null,null,97067,"Welches","Clackamas","4C",null,97035,"Lake Oswego","OR",45.413870000000003,122.72492,3.193870000000004,0.1308700000000016,3.2468700000000013,3.2238700000000051,1.9968700000000013,-0.28613,-0.18612999999999857,-0.1191299999999984,-0.13612699999999478,1.1638700000000028,2.1808700000000059,0.5138730000000038,2.8138700000000014,-0.7361269999999962,0.16387000000000285,0.58087000000000444,1.8938699999999997,0.93087000000000586,1.3638730000000052,0.98492000000000246,4.7249199999999973,2.3249229999999983,2.4923000000001139E-2,-1.5250800000000027,3.8919199999999989,0.10791999999999291,-0.22507699999999886,0.32491999999999166,1.5579199999999958,-0.62507700000000455,-0.27508000000000266,-0.64208000000000709,-1.1580799999999982,-4.2079999999998563E-2,4.9079200000000043,3.7049200000000013,-0.55808000000000391,-0.34507999999999583,3.3422855927194539,4.7267320596052382,3.9934235629130304,3.2239663355607537,2.5126398077122025,3.9024238190258105,0.21515367368464322,0.25465979821911255,0.35228336112991931,1.9446614366773445,2.2686813819549521,0.58286745193826472,2.886196650143579,1.3722362211109973,0.16918659314496765,4.9421744893619497,4.1609104512474202,1.085344297124196,1.4068510107786865,"Aurora"]
[null,null,null,null,null,null,null,null,null,null,97068,"West Linn","Clackamas","4C",null,97050,"Rufus","OR",45.693218999999999,120.73220999999999,3.4732190000000003,0.41021899999999789,3.5262189999999975,3.5032190000000014,2.2762189999999975,-6.7810000000037007E-3,9.321899999999772E-2,0.16021899999999789,0.14322200000000151,1.4432189999999991,2.4602190000000022,0.79322200000000009,3.0932189999999977,-0.45677799999999991,0.44321899999999914,0.86021900000000073,2.173218999999996,1.2102190000000022,1.6432220000000015,-1.00779,2.7322099999999949,0.33221299999999587,-1.9677870000000013,-3.5177900000000051,1.8992099999999965,-1.8847900000000095,-2.2177870000000013,-1.6677900000000108,-0.43479000000000667,-2.617787000000007,-2.2677900000000051,-2.6347900000000095,-3.1507900000000006,-2.034790000000001,2.9152100000000019,1.7122099999999989,-2.5507900000000063,-2.3377899999999983,3.6164749281670683,2.7628338915072272,3.541833693629612,4.0180504027861588,4.1899903842444584,1.8992221055108292,1.887093830751676,2.2235667980364351,1.6739283214594454,1.5072900935324307,3.592420674883448,2.4025138137759008,4.0632649588798699,3.1837279666114697,2.0825017229431055,3.0394779275495676,2.7666846415992157,2.8233242201456492,2.8575235126563694,"Redmond"]
[null,null,null,null,null,null,null,null,null,null,97070,"Wilsonville","Clackamas","4C",null,97366,"South Beach","OR",44.567998000000003,124.05401000000001,2.347998000000004,-0.71500199999999836,2.4009980000000013,2.3779980000000052,1.1509980000000013,-1.132002,-1.0320019999999985,-0.96500199999999836,-0.98199899999999474,0.31799800000000289,1.3349980000000059,-0.33199899999999616,1.9679980000000015,-1.5819989999999962,-0.68200199999999711,-0.26500199999999552,1.0479979999999998,8.4998000000005902E-2,0.51800100000000526,2.3140100000000103,6.0540100000000052,3.6540130000000062,1.354013000000009,-0.19598999999999478,5.2210100000000068,1.4370100000000008,1.104013000000009,1.6540099999999995,2.8870100000000036,0.70401300000000333,1.0540100000000052,0.68701000000000079,0.17101000000000965,1.2870100000000093,6.2370100000000122,5.0340100000000092,0.77101000000000397,0.98401000000001204,3.2966250754527828,6.0960860345064081,4.3722536980569933,2.7364622584960037,1.1675651913721996,5.3423191544594255,1.7691879120387408,1.4663129148217364,1.9235568918285177,2.9044706003166954,1.509256096284862,1.1050612725550599,2.084466087060187,1.5912150250990567,1.4565443584402158,6.2426372471980258,5.1419409261585347,0.77568104276436145,1.1120255015515739,"Corvallis"]
[null,null,null,null,null,null,null,null,null,null,97071,"Woodburn","Marion","4C",null,97537,"Rogue River","OR",42.528269000000002,123.1515,0.30826900000000279,-2.7547309999999996,0.36126900000000006,0.33826900000000393,-0.88873099999999994,-3.1717310000000012,-3.0717309999999998,-3.0047309999999996,-3.021727999999996,-1.7217309999999983,-0.70473099999999533,-2.3717279999999974,-7.1730999999999767E-2,-3.6217279999999974,-2.7217309999999983,-2.3047309999999968,-0.99173100000000147,-1.9547309999999953,-1.521727999999996,1.4115000000000038,5.1514999999999986,2.7515029999999996,0.45150300000000243,-1.0985000000000014,4.3185000000000002,0.5344999999999942,0.20150300000000243,0.75149999999999295,1.984499999999997,-0.19849700000000325,0.15149999999999864,-0.2155000000000058,-0.73149999999999693,0.38450000000000273,5.3345000000000056,4.1315000000000026,-0.13150000000000261,8.1500000000005457E-2,1.4447705791443195,5.8417886928885903,2.7751187450936219,0.56416387279761615,1.412991521687587,5.3581078550511663,3.117887359472916,3.0114800084626161,3.1137746154762014,2.627279559993756,0.73215219822793309,2.3765617930077028,0.22712460536234833,3.6948621024314261,2.7487560616324238,5.8110821051126997,4.2488613329174472,1.9591491858357755,1.5239089067211296,"Sexton"]
[null,null,null,null,null,null,null,null,null,null,97075,"Beaverton","Washington","4C",null,97416,"Camas Valley","OR",43.054445999999999,123.68640000000001,0.8344459999999998,-2.2285540000000026,0.88744599999999707,0.86444600000000094,-0.36255400000000293,-2.6455540000000042,-2.5455540000000028,-2.4785540000000026,-2.495550999999999,-1.1955540000000013,-0.17855399999999833,-1.8455510000000004,0.45444599999999724,-3.0955510000000004,-2.1955540000000013,-1.7785539999999997,-0.46555400000000446,-1.4285539999999983,-0.99555099999999896,1.9464000000000112,5.6864000000000061,3.2864030000000071,0.98640300000000991,-0.56359999999999388,4.8534000000000077,1.0694000000000017,0.73640300000000991,1.2864000000000004,2.5194000000000045,0.33640300000000423,0.68640000000000612,0.31940000000000168,-0.19659999999998945,0.91940000000001021,5.8694000000000131,4.6664000000000101,0.40340000000000487,0.61640000000001294,2.1177282844869505,6.1075034089975002,3.4041159030392958,1.3115859732876916,0.67014204681992251,5.5276077580555674,2.76106166662681,2.5856371186469742,2.8075967932737416,2.7886781325416572,0.38085234583103494,1.9690615667370612,0.55546154404782921,3.1017877995763992,2.3802843794210862,6.1329528524941512,4.6895660233028069,1.4844184352520011,1.1709273050027547,"Roseburg"]
[null,null,null,null,null,null,null,null,null,null,97076,"Beaverton","Washington","4C",null,97013,"Canby","OR",45.247003999999997,122.68208,3.027003999999998,-3.5996000000004358E-2,3.0800039999999953,3.0570039999999992,1.8300039999999953,-0.45299600000000595,-0.35299600000000453,-0.28599600000000436,-0.30299300000000073,0.99700399999999689,2.0140039999999999,0.34700699999999784,2.6470039999999955,-0.90299300000000216,-2.9960000000031073E-3,0.41400399999999848,1.7270039999999938,0.76400399999999991,1.1970069999999993,0.94208000000000425,4.6820799999999991,2.2820830000000001,-1.7916999999997074E-2,-1.5679200000000009,3.8490800000000007,6.5079999999994698E-2,-0.26791699999999707,0.28207999999999345,1.5150799999999975,-0.66791700000000276,-0.31792000000000087,-0.6849200000000053,-1.2009199999999964,-8.4919999999996776E-2,4.8650800000000061,3.6620800000000031,-0.60092000000000212,-0.38791999999999405,3.1702157564456077,4.6822183672289341,3.8333180743195534,3.0570565050232545,2.4098314809164529,3.8756447492534725,0.35894509665964586,0.39188420599075041,0.4139732895356858,1.8136935745643437,2.1218683349597836,0.47062403726222807,2.7341809710434282,1.5025329295722591,8.4972833399854744E-2,4.8826634860919977,4.048873021275921,0.97201180981303015,1.2582955473373469,"Aurora"]
[null,null,null,null,null,null,null,null,null,null,97077,"Beaverton","Washington","4C",null,97040,"Mosier","OR",45.636848000000001,121.40926,3.4168480000000017,0.35384799999999927,3.4698479999999989,3.4468480000000028,2.2198479999999989,-6.3152000000002317E-2,3.6847999999999104E-2,0.10384799999999927,8.6851000000002898E-2,1.3868480000000005,2.4038480000000035,0.73685100000000148,3.0368479999999991,-0.51314899999999852,0.38684800000000052,0.80384800000000212,2.1168479999999974,1.1538480000000035,1.5868510000000029,-0.3307399999999916,3.4092600000000033,1.0092630000000042,-1.2907369999999929,-2.8407399999999967,2.5762600000000049,-1.2077400000000011,-1.5407369999999929,-0.9907400000000024,0.2422600000000017,-1.9407369999999986,-1.5907399999999967,-1.9577400000000011,-2.4737399999999923,-1.3577399999999926,3.5922600000000102,2.3892600000000073,-1.873739999999998,-1.6607399999999899,3.4328179681864879,3.4275738000375751,3.6136487026650781,3.6805927699588015,3.6052085779749246,2.5770339079461149,1.2083019832409458,1.5442327901819006,0.99453951344378733,1.4078484587142193,3.0894894902350796,1.7531124161904141,3.6131968784864186,2.5264028744048246,1.4117752238596555,3.6811008563613248,3.1921166649582253,2.20051512030797,2.2969879067598451,"Portland (Troutdale)"]
[null,null,null,null,null,null,null,null,null,null,97078,"Beaverton","Washington","4C",null,97293,"Portland","OR",45.580556999999999,122.374776,3.360557,0.29755699999999763,3.4135569999999973,3.3905570000000012,2.1635569999999973,-0.11944300000000396,-1.9443000000002542E-2,4.7556999999997629E-2,3.0560000000001253E-2,1.3305569999999989,2.3475570000000019,0.68055999999999983,2.9805569999999975,-0.56944000000000017,0.33055699999999888,0.74755700000000047,2.0605569999999958,1.0975570000000019,1.5305600000000013,0.63477600000000223,4.3747759999999971,1.9747789999999981,-0.32522099999999909,-1.8752240000000029,3.5417759999999987,-0.24222400000000732,-0.57522099999999909,-2.5224000000008573E-2,1.2077759999999955,-0.97522100000000478,-0.62522400000000289,-0.99222400000000732,-1.5082239999999985,-0.3922239999999988,4.557776000000004,3.3547760000000011,-0.90822400000000414,-0.69522399999999607,3.4199830292597948,4.3848837177769004,3.9436180711486215,3.4061188277994661,2.8631178708577472,3.5437894780058521,0.24300307904428628,0.57718356446627861,3.9625292125112579E-2,1.7969710060056578,2.5420621288808065,0.92415743451860166,3.1413736639287277,1.6121419130386738,0.5129401489696418,4.6186755173344922,3.9370569160763971,1.4246059814647036,1.6810563118991577,"Portland (Troutdale)"]
[null,null,null,null,null,null,null,null,null,null,97080,"Gresham","Multnomah","4C",null,97437,"Elmira","OR",44.099732000000003,123.38787000000001,{"$f":"$S83-VLOOKUP(U$18,$A$19:$F$37,5,FALSE)","v":1.8797320000000042},-1.1832679999999982,1.9327320000000014,1.9097320000000053,0.68273200000000145,-1.6002679999999998,-1.5002679999999984,-1.4332679999999982,-1.4502649999999946,-0.15026799999999696,0.86673200000000605,-0.80026499999999601,1.4997320000000016,-2.050264999999996,-1.150267999999997,-0.73326799999999537,{"$f":"$S83-VLOOKUP(AK$18,$A$19:$F$37,5,FALSE)","v":0.57973199999999991},-0.38326799999999395,4.9735000000005414E-2,{"$f":"$T83-VLOOKUP(AN$18,$A$19:$F$37,6,FALSE)","v":1.6478700000000117},5.3878700000000066,2.9878730000000076,0.68787300000001039,-0.8621299999999934,4.5548700000000082,0.77087000000000216,0.43787300000001039,0.98787000000000091,2.220870000000005,3.7873000000004708E-2,0.3878700000000066,2.0870000000002165E-2,-0.49512999999998897,0.62087000000001069,5.5708700000000135,{"$f":"$T83-VLOOKUP(BD$18,$A$19:$F$37,6,FALSE)","v":4.3678700000000106},0.10487000000000535,0.31787000000001342,2.4997735754911994,5.5162728627873427,3.558488168865122,2.0298388054111673,1.09972320186672,4.8278047173352068,1.6867260087886233,1.4986627118711546,1.7547523207350335,2.2259478944314983,0.86755906078664802,0.88930715004715821,1.4998772045484274,2.1092037092526108,1.3071327509950954,5.6189211167913848,4.4061749316980245,0.39735635986353163,0.32173732628498214,"Eugene"]
[null,null,null,null,null,null,null,null,null,null,97086,"Happy Valley","Clackamas",{"$f":"IFERROR(VLOOKUP(M84,$H$19:$I$36,2,FALSE),\"4C\")","v":"4C"},null,97435,"Drain","OR",43.703854999999997,123.35279,1.4838549999999984,-1.579145000000004,1.5368549999999956,1.5138549999999995,0.28685499999999564,-1.9961450000000056,-1.8961450000000042,-1.829145000000004,-1.8461420000000004,-0.54614500000000277,0.47085500000000025,-1.1961420000000018,1.1038549999999958,-2.4461420000000018,-1.5461450000000028,-1.1291450000000012,0.18385499999999411,-0.77914499999999975,-0.34614200000000039,1.6127900000000039,5.3527899999999988,2.9527929999999998,0.65279300000000262,-0.89721000000000117,4.5197900000000004,0.73578999999999439,0.40279300000000262,0.95278999999999314,2.1857899999999972,2.7929999999969368E-3,0.35278999999999883,-1.4210000000005607E-2,-0.53020999999999674,0.58579000000000292,5.5357900000000058,4.3327900000000028,6.9789999999997576E-2,0.28279000000000565,2.1915558959618182,5.5808654987488273,3.3288000528529773,1.6486041556037647,0.94195094093323117,4.9409610912377184,2.0339008788839754,1.8729692020623343,2.0775103052124644,2.2529874134413159,0.47086328363337082,1.2470831841797898,1.103946459356155,2.5029449311289302,1.6533947759458454,5.6497733897144107,4.336689041783492,0.78226438952888511,0.44697255873711472,{"$f":"INDEX($BG$18:$BY$18,MATCH(MIN(BG84:BY84),BG84:BY84,0))","v":"Eugene"}]
[null,null,null,null,null,null,null,null,null,null,97089,"Damascus","Clackamas","4C",null,97021,"Dufur","OR",45.430024000000003,121.17922,3.2100240000000042,0.14702400000000182,3.2630240000000015,3.2400240000000053,2.0130240000000015,-0.26997599999999977,-0.16997599999999835,-0.10297599999999818,-0.11997299999999456,1.1800240000000031,2.1970240000000061,0.53002700000000402,2.8300240000000016,-0.71997299999999598,0.18002400000000307,0.59702400000000466,1.9100239999999999,0.94702400000000608,1.3800270000000054,-0.56077999999999406,3.1792200000000008,0.77922300000000178,-1.5207769999999954,-3.0707799999999992,2.3462200000000024,-1.4377800000000036,-1.7707769999999954,-1.2207800000000049,1.2219999999999231E-2,-2.1707770000000011,-1.8207799999999992,-2.1877800000000036,-2.7037799999999947,-1.5877799999999951,3.3622200000000078,2.1592200000000048,-2.1037800000000004,-1.8907799999999924,3.2586390240368788,3.1826177692233175,3.3547748222950839,3.5791784258828199,3.6717782385345661,2.3617017866309902,1.447792515858543,1.7737686546742739,1.2266610489980558,1.1800872717625621,3.0885574691601634,1.8963566197129171,3.5770682365557449,2.7979970352251922,1.5979530559362454,3.4148149268995613,2.8827803747382528,2.3071074411426991,2.3408382107973602,"Redmond"]
[null,null,null,null,null,null,null,null,null,null,97101,"Amity","Yamhill","4C",null,97006,"Beaverton","OR",45.517695000000003,122.85826,3.2976950000000045,0.2346950000000021,3.3506950000000018,3.3276950000000056,2.1006950000000018,-0.1823049999999995,-8.2304999999998074E-2,-1.5304999999997904E-2,-3.230199999999428E-2,1.2676950000000033,2.2846950000000064,0.6176980000000043,2.9176950000000019,-0.6323019999999957,0.26769500000000335,0.68469500000000494,1.9976950000000002,1.0346950000000064,1.4676980000000057,1.1182600000000065,4.8582600000000014,2.4582630000000023,0.15826300000000515,-1.3917399999999986,4.0252600000000029,0.24125999999999692,-9.173699999999485E-2,0.45825999999999567,1.6912599999999998,-0.49173700000000053,-0.14173999999999864,-0.50874000000000308,-1.0247399999999942,9.1260000000005448E-2,5.0412600000000083,3.8382600000000053,-0.4247399999999999,-0.21173999999999182,3.4821398220957533,4.8639255720688217,4.1557446938177067,3.3314563167170657,2.5198927974469476,4.0293862039552657,0.25491273139056475,9.3004947147982367E-2,0.45939704701270739,2.1136250851617482,2.3370144458676392,0.63375156552390854,2.9617158034870621,1.2041170569359039,0.2828232674745888,5.0875445580972647,4.3270111093715764,1.1184801342111594,1.4828928642366628,"Portland (Hillsboro)"]
[null,null,null,null,null,null,null,null,null,null,97102,"Arch Cape","Clatsop","4C",null,97730,"Camp Sherman","OR",44.467230000000001,121.64724,2.2472300000000018,-0.81577000000000055,2.3002299999999991,2.277230000000003,1.0502299999999991,-1.2327700000000021,-1.1327700000000007,-1.0657700000000006,-1.0827669999999969,0.2172300000000007,1.2342300000000037,-0.43276699999999835,1.8672299999999993,-1.6827669999999983,-0.7827699999999993,-0.36576999999999771,0.94722999999999757,-1.5769999999996287E-2,0.41723300000000307,-9.2759999999998399E-2,3.6472399999999965,1.2472429999999974,-1.0527569999999997,-2.6027600000000035,2.8142399999999981,-0.96976000000000795,-1.3027569999999997,-0.7527600000000092,0.48023999999999489,-1.7027570000000054,-1.3527600000000035,-1.7197600000000079,-2.2357599999999991,-1.1197599999999994,3.8302400000000034,2.6272400000000005,-1.6357600000000048,-1.4227599999999967,2.2491436349197462,3.7373573966774938,2.6166148272049883,2.5087992693615431,2.8066604123940637,3.0724043761360571,1.4911748155397533,1.6831641316131356,1.3187236230116632,0.52708569559417506,2.1030228467491807,1.4202981707687328,2.5385275910456486,2.7982722444195796,1.366232531635811,3.8476650257656297,2.7927826070963699,1.6358360157729794,1.4826764292619592,"Redmond"]
[null,null,null,null,null,null,null,null,null,null,97103,"Astoria","Clatsop","4C",null,97145,"Tolovana Park","OR",45.868839000000001,123.95909,3.6488390000000024,0.585839,3.7018389999999997,3.6788390000000035,2.4518389999999997,0.16883899999999841,0.26883899999999983,0.335839,0.31884200000000362,1.6188390000000012,2.6358390000000043,0.9688420000000022,3.2688389999999998,-0.2811579999999978,0.61883900000000125,1.0358390000000028,2.3488389999999981,1.3858390000000043,1.8188420000000036,2.2190900000000084,5.9590900000000033,3.5590930000000043,1.2590930000000071,-0.29090999999999667,5.1260900000000049,1.3420899999999989,1.0090930000000071,1.5590899999999976,2.7920900000000017,0.60909300000000144,0.95909000000000333,0.59208999999999889,7.6090000000007763E-2,1.1920900000000074,6.1420900000000103,4.9390900000000073,0.67609000000000208,0.88909000000001015,4.2706423961766049,5.9878177128250192,5.1352463392295045,3.8883378930553403,2.4690368790321857,5.1288697873918627,1.3687512469477414,1.0635114087634483,1.5913584916868968,3.2274457820420492,2.705298785082717,1.363271230923623,3.322029346050543,0.29127222501295918,1.3431456644835731,6.2288226818573937,5.4691548411085478,1.5419621986355614,2.0245165469968458,"Astoria"]
[null,null,null,null,null,null,null,null,null,null,97106,"Banks","Washington","4C",null,97024,"Fairview","OR",45.542239000000002,122.44553000000001,3.3222390000000033,0.25923900000000089,3.3752390000000005,3.3522390000000044,2.1252390000000005,-0.15776100000000071,-5.7760999999999285E-2,9.2390000000008854E-3,-7.7579999999954907E-3,1.2922390000000021,2.3092390000000051,0.64224200000000309,2.9422390000000007,-0.60775799999999691,0.29223900000000214,0.70923900000000373,2.022238999999999,1.0592390000000051,1.4922420000000045,0.7055300000000102,4.4455300000000051,2.045533000000006,-0.25446699999999112,-1.8044699999999949,3.6125300000000067,-0.17146999999999935,-0.50446699999999112,4.5529999999999404E-2,1.2785300000000035,-0.9044669999999968,-0.55446999999999491,-0.92146999999999935,-1.4374699999999905,-0.32146999999999082,4.628530000000012,3.4255300000000091,-0.83746999999999616,-0.62446999999998809,3.3963280987002769,4.4530822853413623,3.9467003384105599,3.3618833660925871,2.787965707827301,3.6159731102458506,0.18093726542920804,0.50455159618218537,4.6186225912060355E-2,1.8178340391853749,2.4800494578153112,0.84847614431049168,3.0831602770568063,1.5606696599421575,0.43444976006552855,4.6825537818610385,3.977902255463432,1.3503122824076677,1.6176368465956747,"Portland (Troutdale)"]
[null,null,null,null,null,null,null,null,null,null,97107,"Bay City","Tillamook","4C",null,97831,"Fox","OR",44.477794000000003,118.94776899999999,2.2577940000000041,-0.80520599999999831,2.3107940000000013,2.2877940000000052,1.0607940000000013,-1.2222059999999999,-1.1222059999999985,-1.0552059999999983,-1.0722029999999947,0.22779400000000294,1.244794000000006,-0.42220299999999611,1.8777940000000015,-1.6722029999999961,-0.77220599999999706,-0.35520599999999547,0.95779399999999981,-5.2059999999940487E-3,0.42779700000000531,-2.792231000000001,0.94776899999999387,-1.4522280000000052,-3.7522280000000023,-5.3022310000000061,0.11476899999999546,-3.6692310000000106,-4.0022280000000023,-3.4522310000000118,-2.2192310000000077,-4.402228000000008,-4.0522310000000061,-4.4192310000000106,-4.9352310000000017,-3.819231000000002,1.1307690000000008,-7.2231000000002155E-2,-4.3352310000000074,-4.1222309999999993,3.5908477695102898,1.2436328959130125,2.7292370865170401,4.394680460559111,5.4073040868622391,1.2275827588382784,3.8370043572814816,4.13899609403295,3.6149022325050604,2.230891377408823,4.5748358950261903,4.0741663503801666,4.8016364853867373,5.2108317854801269,3.8965147937351672,1.1852467396272384,0.96051374992604865,4.3352341258341589,4.1443695166538896,"Burns"]
[null,null,null,null,null,null,null,null,null,null,97108,"Beaver","Tillamook","4C",null,97294,"Portland","OR",45.580556999999999,122.374776,3.360557,0.29755699999999763,3.4135569999999973,3.3905570000000012,2.1635569999999973,-0.11944300000000396,-1.9443000000002542E-2,4.7556999999997629E-2,3.0560000000001253E-2,1.3305569999999989,2.3475570000000019,0.68055999999999983,2.9805569999999975,-0.56944000000000017,0.33055699999999888,0.74755700000000047,2.0605569999999958,1.0975570000000019,1.5305600000000013,0.63477600000000223,4.3747759999999971,1.9747789999999981,-0.32522099999999909,-1.8752240000000029,3.5417759999999987,-0.24222400000000732,-0.57522099999999909,-2.5224000000008573E-2,1.2077759999999955,-0.97522100000000478,-0.62522400000000289,-0.99222400000000732,-1.5082239999999985,-0.3922239999999988,4.557776000000004,3.3547760000000011,-0.90822400000000414,-0.69522399999999607,3.4199830292597948,4.3848837177769004,3.9436180711486215,3.4061188277994661,2.8631178708577472,3.5437894780058521,0.24300307904428628,0.57718356446627861,3.9625292125112579E-2,1.7969710060056578,2.5420621288808065,0.92415743451860166,3.1413736639287277,1.6121419130386738,0.5129401489696418,4.6186755173344922,3.9370569160763971,1.4246059814647036,1.6810563118991577,"Portland (Troutdale)"]
[null,null,null,null,null,null,null,null,null,null,97109,"Buxton","Washington","4C",null,97480,"Swisshome","OR",44.127178999999998,123.83519,1.9071789999999993,-1.1558210000000031,1.9601789999999966,1.9371790000000004,0.71017899999999656,-1.5728210000000047,-1.4728210000000033,-1.4058210000000031,-1.4228179999999995,-0.12282100000000185,0.89417900000000117,-0.77281800000000089,1.5271789999999967,-2.0228180000000009,-1.1228210000000018,-0.70582100000000025,0.60717899999999503,-0.35582099999999883,7.7182000000000528E-2,2.0951900000000023,5.8351899999999972,3.4351929999999982,1.135193000000001,-0.41481000000000279,5.0021899999999988,1.2181899999999928,0.88519300000000101,1.4351899999999915,2.6681899999999956,0.48519299999999532,0.83518999999999721,0.46818999999999278,-4.7809999999998354E-2,1.0681900000000013,6.0181900000000041,4.8151900000000012,0.55218999999999596,0.76519000000000403,2.8332230540748125,5.9485598694256225,3.9551046331658504,2.2452896528710955,0.82244850789638946,5.2436314414860439,1.9113316232776016,1.661294474586011,2.0209357726617574,2.6710153264519052,1.017333933027891,1.1378883940105888,1.5973345216769665,2.0233829240220458,1.5497602634410934,6.0594384360385289,4.8533206234640014,0.65690363078688696,0.76907268656740513,"Corvallis"]
[null,null,null,null,null,null,null,null,null,null,97110,"Cannon Beach","Clatsop","4C",null,97481,"Tenmile","OR",43.098514999999999,123.55647,0.87851500000000016,-2.1844850000000022,0.93151499999999743,0.90851500000000129,-0.31848500000000257,-2.6014850000000038,-2.5014850000000024,-2.4344850000000022,-2.4514819999999986,-1.151485000000001,-0.13448499999999797,-1.801482,0.4985149999999976,-3.051482,-2.151485000000001,-1.7344849999999994,-0.42148500000000411,-1.384484999999998,-0.95148199999999861,1.8164700000000096,5.5564700000000045,3.1564730000000054,0.85647300000000826,-0.69352999999999554,4.7234700000000061,0.93947000000000003,0.60647300000000826,1.1564699999999988,2.3894700000000029,0.20647300000000257,0.55647000000000446,0.18947000000000003,-0.32652999999999111,0.78947000000000855,5.7394700000000114,4.5364700000000084,0.27347000000000321,0.48647000000001128,2.017759119945945,5.9704550560342602,3.291054845327563,1.2485773924567176,0.76316220826571035,5.3924848674915236,2.6720836600160953,2.5088895382128764,2.7105694710196953,2.6524487904811691,0.24640883700468316,1.885469770965317,0.53330674674618317,3.0689027741562609,2.2917570957946261,5.9958280575851353,4.5560080845105047,1.4112351172377322,1.0686304586825177,"Roseburg"]
[null,null,null,null,null,null,null,null,null,null,97111,"Carlton","Yamhill","4C",null,97533,"Murphy","OR",42.308007000000003,123.32732300000001,8.8007000000004609E-2,-2.9749929999999978,0.14100700000000188,0.11800700000000575,-1.1089929999999981,-3.3919929999999994,-3.2919929999999979,-3.2249929999999978,-3.2419899999999942,-1.9419929999999965,-0.92499299999999351,-2.5919899999999956,-0.29199299999999795,-3.8419899999999956,-2.9419929999999965,-2.5249929999999949,-1.2119929999999997,-2.1749929999999935,-1.7419899999999942,1.587323000000012,5.3273230000000069,2.9273260000000079,0.62732600000001071,-0.92267699999999309,4.4943230000000085,0.71032300000000248,0.37732600000001071,0.92732300000000123,2.1603230000000053,-2.2673999999994976E-2,0.32732300000000691,-3.967699999999752E-2,-0.55567699999998865,0.56032300000001101,5.5103230000000138,4.3073230000000109,4.4323000000005663E-2,0.25732300000001374,1.5897608431390047,6.1017172743726871,2.9307201306718196,0.63832872591245238,1.4426358932100583,5.6306798648456367,3.3677554359510711,3.2469916477140797,3.3720063918131835,2.9048807680140691,0.92527085781677343,2.6125758374502706,0.29467639263775203,3.8819665233524301,2.9948764041906624,6.0612910517791612,4.4745903117914709,2.175444570283962,1.760893036623459,"Sexton"]
[null,null,null,null,null,null,null,null,null,null,97112,"Cloverdale","Tillamook","4C",null,97460,"Norway","OR",43.138755000000003,124.127089,0.91875500000000443,-2.144244999999998,0.9717550000000017,0.94875500000000557,-0.2782449999999983,-2.5612449999999995,-2.4612449999999981,-2.394244999999998,-2.4112419999999943,-1.1112449999999967,-9.4244999999993695E-2,-1.7612419999999958,0.53875500000000187,-3.0112419999999958,-2.1112449999999967,-1.6942449999999951,-0.38124499999999983,-1.3442449999999937,-0.91124199999999433,2.3870890000000031,6.127088999999998,3.727091999999999,1.4270920000000018,-0.12291100000000199,5.2940889999999996,1.5100889999999936,1.1770920000000018,1.7270889999999923,2.9600889999999964,0.77709199999999612,1.127088999999998,0.76008899999999358,0.24408900000000244,1.3600890000000021,6.3100890000000049,5.107089000000002,0.84408899999999676,1.0570890000000048,2.5577929243678081,6.4914564031460582,3.8516908697984831,1.7136883107756251,0.304183158550896,5.8811014521045282,2.8875761008059984,2.6679495303489147,2.9659609566690097,3.161802071279284,0.78278611158412403,2.0910052597937145,0.93166101021025471,3.0211186376051131,2.5114134542018349,6.5335816600044154,5.1212992300729727,1.5872872644691565,1.3956357463482367,"North Bend"]
[null,null,null,null,null,null,null,null,null,null,97113,"Cornelius","Washington","4C",null,97701,"Bend","OR",44.091256000000001,121.29769,1.8712560000000025,-1.1917439999999999,1.9242559999999997,1.9012560000000036,0.67425599999999974,-1.6087440000000015,-1.5087440000000001,-1.4417439999999999,-1.4587409999999963,-0.15874399999999866,0.85825600000000435,-0.80874099999999771,1.4912559999999999,-2.0587409999999977,-1.1587439999999987,-0.74174399999999707,0.57125599999999821,-0.39174399999999565,4.1259000000003709E-2,-0.44230999999999199,3.2976900000000029,0.89769300000000385,-1.4023069999999933,-2.9523099999999971,2.4646900000000045,-1.3193100000000015,-1.6523069999999933,-1.1023100000000028,0.13069000000000131,-2.052306999999999,-1.7023099999999971,-2.0693100000000015,-2.5853099999999927,-1.469309999999993,3.4806900000000098,2.2776900000000069,-1.9853099999999984,-1.7723099999999903,1.9228201043352968,3.5064245461204524,2.1233496828796254,2.3624646663569373,3.0283255257049206,2.9432556894765405,2.0042173868211015,2.1928848998032198,1.8283907244298181,0.20561987655866326,2.2245375662786642,1.8846541701810935,2.5506642926179066,3.3048815865596386,1.8712454498638003,3.5588463071107839,2.3482344758639475,2.0235906596038613,1.7727901853239614,"Redmond"]
[null,null,null,null,null,null,null,null,null,null,97114,"Dayton","Yamhill","4C",null,97005,"Beaverton","OR",45.491059999999997,122.80359,3.2710599999999985,0.20805999999999614,3.3240599999999958,3.3010599999999997,2.0740599999999958,-0.20894000000000545,-0.10894000000000403,-4.1940000000003863E-2,-5.8937000000000239E-2,1.2410599999999974,2.2580600000000004,0.59106299999999834,2.891059999999996,-0.65893700000000166,0.24105999999999739,0.65805999999999898,1.9710599999999943,1.0080600000000004,1.4410629999999998,1.0635900000000049,4.8035899999999998,2.4035930000000008,0.1035930000000036,-1.4464100000000002,3.9705900000000014,0.18658999999999537,-0.1464069999999964,0.40358999999999412,1.6365899999999982,-0.54640700000000209,-0.1964100000000002,-0.56341000000000463,-1.0794099999999958,3.6590000000003897E-2,4.9865900000000067,3.7835900000000038,-0.47941000000000145,-0.26640999999999337,3.4396303888208686,4.808093785659759,4.1020280585643212,3.3026850641938292,2.5286017424062619,3.9760836097471612,0.21606423049639464,0.15229567705289362,0.40787063889056208,2.0539368908756637,2.3232295567268002,0.62284216144140248,2.9454471225435332,1.2646437909818691,0.24382114694997034,5.029823336032794,4.266219733171277,1.1162521720919527,1.4654817836018965,"Portland (Hillsboro)"]
[null,null,null,null,null,null,null,null,null,null,97115,"Dundee","Yamhill","4C",null,97902,"Arock","OR",42.915641000000001,117.49798800000001,0.69564100000000195,-2.3673590000000004,0.74864099999999922,0.72564100000000309,-0.50135900000000078,-2.784359000000002,-2.6843590000000006,-2.6173590000000004,-2.6343559999999968,-1.3343589999999992,-0.31735899999999617,-1.9843559999999982,0.31564099999999939,-3.2343559999999982,-2.3343589999999992,-1.9173589999999976,-0.60435900000000231,-1.5673589999999962,-1.1343559999999968,-4.2420119999999883,-0.50201199999999346,-2.9020089999999925,-5.2020089999999897,-6.7520119999999935,-1.3350119999999919,-5.1190119999999979,-5.4520089999999897,-4.9020119999999991,-3.6690119999999951,-5.8520089999999954,-5.5020119999999935,-5.8690119999999979,-6.385011999999989,-5.2690119999999894,-0.31901199999998653,-1.5220119999999895,-5.7850119999999947,-5.5720119999999866,4.2986721448634464,2.4200009675669545,2.997018448885818,5.2523758906767037,6.7706001872082888,3.0878652951553747,5.7801442107463874,6.0477243878141378,5.5650294862543159,3.9041212835957033,5.8606079949918115,5.8489148380601268,5.8774936067191925,7.1574742035776735,5.7629609921484706,1.9437165922595254,1.6376111653945726,5.9935780694861167,5.6863064693067535,"Burns"]
[null,null,null,null,null,null,null,null,null,null,97116,"Forest Grove","Washington","4C",null,97492,"Westfir","OR",43.756923,122.51777,{"$f":"$S99-VLOOKUP(U$18,$A$19:$F$37,5,FALSE)","v":1.5369230000000016},-1.5260770000000008,1.5899229999999989,1.5669230000000027,0.33992299999999886,-1.9430770000000024,-1.843077000000001,-1.7760770000000008,-1.7930739999999972,-0.49307699999999954,0.52392300000000347,-1.1430739999999986,1.156922999999999,-2.3930739999999986,-1.4930769999999995,-1.076076999999998,{"$f":"$S99-VLOOKUP(AK$18,$A$19:$F$37,5,FALSE)","v":0.23692299999999733},-0.72607699999999653,-0.29307399999999717,{"$f":"$T99-VLOOKUP(AN$18,$A$19:$F$37,6,FALSE)","v":0.77777000000000385},4.5177699999999987,2.1177729999999997,-0.18222699999999747,-1.7322300000000013,3.6847700000000003,-9.9230000000005703E-2,-0.43222699999999747,0.11776999999999305,1.3507699999999971,-0.83222700000000316,-0.48223000000000127,-0.8492300000000057,-1.3652299999999968,-0.24922999999999718,4.7007700000000057,{"$f":"$T99-VLOOKUP(BD$18,$A$19:$F$37,6,FALSE)","v":3.4977700000000027},-0.76523000000000252,-0.55222999999999445,1.7225151612769656,4.7685591935960057,2.6481725067408268,1.5774835553684887,1.7652672372275546,4.1657026035026803,1.8457463045686979,1.8279140268234719,1.7969374341851718,1.4379515015566386,0.98341094637898396,1.2406304616508488,1.4351524033457239,2.7551145388850871,1.5137352875681394,4.822362522957917,3.5057848594614325,1.054876657637754,0.62518024790934679,"Eugene"]
[null,null,null,null,null,null,null,null,null,null,97117,"Gales Creek Country Store","Washington","4C",null,97325,"Aumsville","OR",44.838000999999998,122.8593,2.6180009999999996,-0.44499900000000281,2.6710009999999968,2.6480010000000007,1.4210009999999968,-0.8619990000000044,-0.76199900000000298,-0.69499900000000281,-0.71199599999999919,0.58800099999999844,1.6050010000000015,-6.1996000000000606E-2,2.238000999999997,-1.3119960000000006,-0.41199900000000156,5.0010000000000332E-3,1.3180009999999953,0.35500100000000145,0.78800400000000081,1.1193000000000097,4.8593000000000046,2.4593030000000056,0.15930300000000841,-1.3906999999999954,4.0263000000000062,0.24230000000000018,-9.069699999999159E-2,0.45929999999999893,1.692300000000003,-0.49069699999999727,-0.14069999999999538,-0.50769999999999982,-1.023699999999991,9.2300000000008708E-2,5.0423000000000116,3.8393000000000086,-0.42369999999999663,-0.21069999999998856,2.8472375605138782,4.8796332444151016,3.6307599187787138,2.6527884841822589,1.9882882919740232,4.1175397953148014,0.79959475110896305,0.70089197156908734,0.84728672479627454,1.7915424823321964,1.6783360080180614,0.15375302929047863,2.2948655224219539,1.6641199458019795,0.42221139965780513,5.0423024800185399,4.0592303612878453,0.55276342136668033,0.81568670089440376,"Salem"]
[null,null,null,null,null,null,null,null,null,null,97118,"Garibaldi","Tillamook","4C",null,97759,"Sisters","OR",44.322688999999997,121.54897,2.102688999999998,-0.96031100000000436,2.1556889999999953,2.1326889999999992,0.9056889999999953,-1.3773110000000059,-1.2773110000000045,-1.2103110000000044,-1.2273080000000007,7.2688999999996895E-2,1.0896889999999999,-0.57730800000000215,1.7226889999999955,-1.8273080000000022,-0.92731100000000311,-0.51031100000000151,0.80268899999999377,-0.16031100000000009,0.27269199999999927,-0.19102999999999781,3.5489699999999971,1.148972999999998,-1.1510269999999991,-2.7010300000000029,2.7159699999999987,-1.0680300000000074,-1.4010269999999991,-0.85103000000000861,0.38196999999999548,-1.8010270000000048,-1.4510300000000029,-1.8180300000000074,-2.3340299999999985,-1.2180299999999988,3.731970000000004,2.5289700000000011,-1.7340300000000042,-1.5210299999999961,2.1113487375658693,3.6765996896073667,2.4427717902927353,2.4234738549136434,2.8488305715891578,3.045238682208836,1.6649959374187755,1.8514128041714544,1.4934982382862112,0.3888248598289416,2.1050226534291778,1.5616570006771688,2.5045739101933111,2.9642453622741827,1.5308503426595963,3.76669847447616,2.653299623416284,1.7414246057814315,1.5452809413708524,"Redmond"]
[null,null,null,null,null,null,null,null,null,null,97119,"Gaston","Washington","4C",null,97117,"Gales Creek","OR",45.622824000000001,123.25977,3.4028240000000025,0.33982400000000013,3.4558239999999998,3.4328240000000037,2.2058239999999998,-7.7176000000001466E-2,2.2823999999999955E-2,8.9824000000000126E-2,7.282700000000375E-2,1.3728240000000014,2.3898240000000044,0.72282700000000233,3.022824,-0.52717299999999767,0.37282400000000138,0.78982400000000297,2.1028239999999983,1.1398240000000044,1.5728270000000037,1.5197700000000083,5.2597700000000032,2.8597730000000041,0.55977300000000696,-0.99022999999999683,4.4267700000000048,0.64276999999999873,0.30977300000000696,0.85976999999999748,2.0927700000000016,-9.0226999999998725E-2,0.25977000000000317,-0.10723000000000127,-0.6232299999999924,0.49277000000000726,5.4427700000000101,4.2397700000000071,-2.3229999999998086E-2,0.18977000000000999,3.726783066919249,5.2707362677216203,4.485646121854133,3.4781642322502586,2.4178947396187436,4.4274426893948657,0.64317509892407865,0.32253319597369251,0.8628489003464026,2.5028647602049956,2.3915266384686209,0.76808809704942371,3.0247253111441377,{"$f":"SQRT(AH102^2+BA102^2)","v":0.81628855488055696},0.61791585824933171,5.4997788340874321,4.7326016553134966,1.1400606930668251,1.5842340183284209,"Portland (Hillsboro)"]
[null,null,null,null,null,null,null,null,null,null,97121,"Hammond","Clatsop","4C",null,97271,"Portland","OR",45.580556999999999,122.374776,3.360557,0.29755699999999763,3.4135569999999973,3.3905570000000012,2.1635569999999973,-0.11944300000000396,-1.9443000000002542E-2,4.7556999999997629E-2,3.0560000000001253E-2,1.3305569999999989,2.3475570000000019,0.68055999999999983,2.9805569999999975,-0.56944000000000017,0.33055699999999888,0.74755700000000047,2.0605569999999958,1.0975570000000019,1.5305600000000013,0.63477600000000223,4.3747759999999971,1.9747789999999981,-0.32522099999999909,-1.8752240000000029,3.5417759999999987,-0.24222400000000732,-0.57522099999999909,-2.5224000000008573E-2,1.2077759999999955,-0.97522100000000478,-0.62522400000000289,-0.99222400000000732,-1.5082239999999985,-0.3922239999999988,4.557776000000004,3.3547760000000011,-0.90822400000000414,-0.69522399999999607,3.4199830292597948,4.3848837177769004,3.9436180711486215,3.4061188277994661,2.8631178708577472,3.5437894780058521,0.24300307904428628,0.57718356446627861,3.9625292125112579E-2,1.7969710060056578,2.5420621288808065,0.92415743451860166,3.1413736639287277,1.6121419130386738,0.5129401489696418,4.6186755173344922,3.9370569160763971,1.4246059814647036,1.6810563118991577,"Portland (Troutdale)"]
[null,null,null,null,null,null,null,null,null,null,97122,"Hebo","Tillamook","4C",null,97037,"Maupin","OR",45.093643,121.10814000000001,2.8736430000000013,-0.18935700000000111,2.9266429999999986,2.9036430000000024,1.6766429999999986,-0.6063570000000027,-0.50635700000000128,-0.43935700000000111,-0.45635399999999748,0.84364300000000014,1.8606430000000032,0.1936460000000011,2.4936429999999987,-1.0563539999999989,-0.15635699999999986,0.26064300000000173,1.573642999999997,0.61064300000000316,1.0436460000000025,-0.63185999999998899,3.1081400000000059,0.70814300000000685,-1.5918569999999903,-3.1418599999999941,2.2751400000000075,-1.5088599999999985,-1.8418569999999903,-1.2918599999999998,-5.8859999999995694E-2,-2.241856999999996,-1.8918599999999941,-2.2588599999999985,-2.7748599999999897,-1.65885999999999,3.2911400000000128,2.0881400000000099,-2.1748599999999954,-1.9618599999999873,2.9422901201358429,3.1139027494526923,3.0110971020373953,3.311366995652699,3.5612379882632048,2.3545553361620186,1.5915576995663703,1.8935342040475438,1.3700953371630737,0.84569380454689369,2.9134026810411897,1.9017447338998938,3.3646253745475123,2.9691298039856626,1.6662124747609373,3.301444725124,2.6147047540877404,2.2589601353385995,2.2221817281482528,"Redmond"]
[null,null,null,null,null,null,null,null,null,null,97123,"Hillsboro","Washington","4C",null,97001,"Antelope","OR",44.904051000000003,120.67243999999999,2.6840510000000037,-0.37894899999999865,2.737051000000001,2.7140510000000049,1.487051000000001,-0.79594900000000024,-0.69594899999999882,-0.62894899999999865,-0.64594599999999502,0.6540510000000026,1.6710510000000056,4.0540000000035548E-3,2.3040510000000012,-1.2459459999999964,-0.3459489999999974,7.1051000000004194E-2,1.3840509999999995,0.42105100000000562,0.85405400000000498,-1.0675600000000003,2.6724399999999946,0.27244299999999555,-2.0275570000000016,-3.5775600000000054,1.8394399999999962,-1.9445600000000098,-2.2775570000000016,-1.7275600000000111,-0.49456000000000699,-2.6775570000000073,-2.3275600000000054,-2.6945600000000098,-3.210560000000001,-2.0945600000000013,2.8554400000000015,1.6524399999999986,-2.6105600000000067,-2.3975599999999986,2.8885661017537787,2.6991735583694818,2.7505769149125796,3.3877810169563842,3.8743071935768132,2.0042640355504528,2.0653470904913385,2.3628039979757114,1.844372464692539,0.81998311214378694,3.1562197218904231,2.3275635305005156,3.5453215092853085,3.44384624344874,2.1229371880018033,2.8563238328664715,2.1554941716926526,2.6442971576963581,2.5451330394531446,"Redmond"]
[null,null,null,null,null,null,null,null,null,null,97124,"Hillsboro","Washington","4C",null,97523,"Cave Junction","OR",42.139958,123.60245,-8.0041999999998836E-2,-3.1430420000000012,-2.7042000000001565E-2,-5.0041999999997699E-2,-1.2770420000000016,-3.5600420000000028,-3.4600420000000014,-3.3930420000000012,-3.4100389999999976,-2.110042,-1.093041999999997,-2.760038999999999,-0.46004200000000139,-4.010038999999999,-3.110042,-2.6930419999999984,-1.3800420000000031,-2.343041999999997,-1.9100389999999976,1.8624500000000097,5.6024500000000046,3.2024530000000055,0.90245300000000839,-0.64754999999999541,4.7694500000000062,0.98545000000000016,0.65245300000000839,1.2024499999999989,2.435450000000003,0.2524530000000027,0.60245000000000459,0.23545000000000016,-0.28054999999999097,0.83545000000000869,5.7854500000000115,4.5824500000000086,0.31945000000000334,0.53245000000001141,1.8641691780157819,6.4238741438686411,3.2025671713444255,0.90383937675508197,1.4318370271312297,5.9516008219859708,3.5976384399024881,3.4552031678286328,3.6158335116568878,3.2223739609585995,1.1218169774847386,2.8250241209626865,0.51679332838573044,4.019840927701118,3.2203009089623928,6.3815285720792732,4.7857459109593448,2.3647186124915556,1.9828645904400539,"Sexton"]
[null,null,null,null,null,null,null,null,null,null,97125,"Manning","Washington","4C",null,97490,"Walton","OR",44.004967999999998,123.63206,1.7849679999999992,-1.2780320000000032,1.8379679999999965,1.8149680000000004,0.58796799999999649,-1.6950320000000048,-1.5950320000000033,-1.5280320000000032,-1.5450289999999995,-0.24503200000000191,0.7719680000000011,-0.89502900000000096,1.4049679999999967,-2.145029000000001,-1.2450320000000019,-0.82803200000000032,0.48496799999999496,-0.4780319999999989,-4.5028999999999542E-2,1.8920600000000007,5.6320599999999956,3.2320629999999966,0.93206299999999942,-0.61794000000000437,4.7990599999999972,1.0150599999999912,0.68206299999999942,1.2320599999999899,2.465059999999994,0.28206299999999374,0.63205999999999563,0.26505999999999119,-0.25093999999999994,0.86505999999999972,5.8150600000000026,4.6120599999999996,0.34905999999999437,0.56206000000000245,2.6011539371255981,5.7752459373280338,3.7181121022627823,{"$f":"SQRT(X107^2+AQ107^2)","v":2.040306417426804},0.85296905724885552,5.0896080757386404,1.8906279075016303,1.6733474621228579,1.9761291593519321,2.4772084055694572,0.82188449857203061,1.0957083345676422,1.4297523857731402,2.1596574484026405,1.5160585360150196,5.873717715095272,4.6374876177326865,0.59191002409487459,0.56386084669978875,"Eugene"]
[null,null,null,null,null,null,null,null,null,null,97127,"Lafayette","Yamhill","4C",null,97371,"Rickreall","OR",44.964115,123.20681,2.7441150000000007,-0.31888500000000164,2.797114999999998,2.7741150000000019,1.547114999999998,-0.73588500000000323,-0.63588500000000181,-0.56888500000000164,-0.58588199999999802,0.71411499999999961,1.7311150000000026,6.4118000000000563E-2,2.3641149999999982,-1.1858819999999994,-0.28588500000000039,0.1311150000000012,1.4441149999999965,0.48111500000000262,0.91411800000000198,1.4668100000000095,5.2068100000000044,2.8068130000000053,0.50681300000000817,-1.0431899999999956,4.373810000000006,0.58980999999999995,0.25681300000000817,0.80680999999999869,2.0398100000000028,-0.14318699999999751,0.20681000000000438,-0.16019000000000005,-0.67618999999999119,0.43981000000000847,5.3898100000000113,4.1868100000000084,-7.6189999999996871E-2,0.1368100000000112,{"$f":"SQRT(U108^2+AN108^2)","v":3.1115428181731697},5.2165657303752102,3.9625814237935879,2.8200307534128095,1.8659609318860308,4.4352836041593848,0.86730938500918009,0.62416589156570068,0.99709582991004209,2.1611999142432454,1.7370266722747836,0.21652134773273946,2.3695359396567488,1.3651186886216109,0.52455988154357336,5.391404546064515,4.4288651039882732,0.48711041800089028,0.92429902846644107,"Salem"]
[null,null,null,null,null,null,null,null,null,null,97128,"Mcminnville","Yamhill","4C",null,97631,"Monmouth","OR",44.855049000000001,123.237656,2.6350490000000022,-0.42795100000000019,2.6880489999999995,2.6650490000000033,1.4380489999999995,-0.84495100000000178,-0.74495100000000036,-0.67795100000000019,-0.69494799999999657,0.60504900000000106,1.6220490000000041,-4.494799999999799E-2,2.2550489999999996,-1.294947999999998,-0.39495099999999894,2.204900000000265E-2,1.3350489999999979,0.37204900000000407,0.80505200000000343,1.4976560000000063,5.2376560000000012,2.8376590000000022,0.53765900000000499,-1.0123439999999988,4.4046560000000028,0.62065599999999677,0.28765900000000499,0.83765599999999552,2.0706559999999996,-0.11234100000000069,0.2376560000000012,-0.12934400000000323,-0.64534399999999437,0.47065600000000529,5.4206560000000081,4.2176560000000052,-4.5344000000000051E-2,0.16765600000000802,3.0309168129028272,5.2551101256526502,3.9086974846721012,2.7187429765761277,1.7586430282285817,4.4849678561542694,0.96962150488579646,0.73645451908587212,1.0884026355352083,2.1572437420785349,1.6259346415775799,0.24186917339752165,2.2587553791274075,1.4468445669939767,0.61441302292269495,5.4207008429479933,4.4239098054477832,0.37480199670893299,0.82232430162315417,"Salem"]
[null,null,null,null,null,null,null,null,null,null,97130,"Manzanita","Tillamook","4C",null,97011,"Brightwood","OR",45.371085999999998,122.01227,3.1510859999999994,8.8085999999997E-2,3.2040859999999967,3.1810860000000005,1.9540859999999967,-0.32891400000000459,-0.22891400000000317,-0.161914000000003,-0.17891099999999938,1.1210859999999983,2.1380860000000013,0.4710889999999992,2.7710859999999968,-0.7789110000000008,0.12108599999999825,0.53808599999999984,1.8510859999999951,0.88808600000000126,1.3210890000000006,0.27227000000000601,4.0122700000000009,1.6122730000000018,-0.68772699999999531,-2.2377299999999991,3.1792700000000025,-0.60473000000000354,-0.93772699999999531,-0.38773000000000479,0.8452699999999993,-1.337727000000001,-0.98772999999999911,-1.3547300000000035,-1.8707299999999947,-0.75472999999999502,4.1952700000000078,2.9922700000000049,-1.2707300000000004,-1.0577299999999923,3.1628268893975209,4.0132368103933276,3.5868637166645994,3.254577786122955,2.9708395527688771,3.1962387508282326,0.64660652045583777,0.95160289508018636,0.42701721138732041,1.4040353244473569,2.5220874826074153,1.0943196054265854,3.084511467363348,2.0264089120463771,0.76438157506313043,4.2296367357370146,3.518550714754018,1.5503068974548242,1.6923560201154439,"Portland (Troutdale)"]
[null,null,null,null,null,null,null,null,null,null,97131,"Nehalem","Tillamook","4C",null,97202,"Portland","OR",45.481791000000001,122.64055,3.2617910000000023,0.19879099999999994,3.3147909999999996,3.2917910000000035,2.0647909999999996,-0.21820900000000165,-0.11820900000000023,-5.120900000000006E-2,-6.8205999999996436E-2,1.2317910000000012,2.2487910000000042,0.58179400000000214,2.8817909999999998,-0.66820599999999786,0.23179100000000119,0.64879100000000278,1.9617909999999981,0.9987910000000042,1.4317940000000036,0.90055000000000973,4.6405500000000046,2.2405530000000056,-5.944699999999159E-2,-1.6094499999999954,3.8075500000000062,2.3550000000000182E-2,-0.30944699999999159,0.24054999999999893,1.473550000000003,-0.70944699999999727,-0.35944999999999538,-0.72644999999999982,-1.242449999999991,-0.12644999999999129,4.8235500000000116,3.6205500000000086,-0.64244999999999663,-0.42944999999998856,3.3838248817249736,4.6448059339633385,4.0009895175431316,3.2923277378611657,2.6179555336523546,3.8137976047741504,0.12053202968920776,0.31365555549040547,0.25003271973083641,1.9205881052898905,2.3580449545099889,0.68387759207039323,2.9719436350948847,1.4107378427390309,0.26403914516790566,4.8669871958102702,4.1178885645657113,1.187571245938956,1.4948114800656305,"Portland (PDX)"]
[null,null,null,null,null,null,null,null,null,null,97132,"Newberg","Yamhill","4C",null,97222,"Portland","OR",45.442633999999998,122.61833,3.2226339999999993,0.15963399999999695,3.2756339999999966,3.2526340000000005,2.0256339999999966,-0.25736600000000465,-0.15736600000000323,-9.0366000000003055E-2,-0.10736299999999943,1.1926339999999982,2.2096340000000012,0.54263699999999915,2.8426339999999968,-0.70736300000000085,0.1926339999999982,0.60963399999999979,1.9226339999999951,0.95963400000000121,1.3926370000000006,0.87833000000000538,4.6183300000000003,2.2183330000000012,-8.1666999999995937E-2,-1.6316699999999997,3.7853300000000019,1.3299999999958345E-3,-0.33166699999999594,0.21832999999999458,1.4513299999999987,-0.73166700000000162,-0.38166999999999973,-0.74867000000000417,-1.2646699999999953,-0.14866999999999564,4.8013300000000072,3.5983300000000042,-0.66467000000000098,-0.45166999999999291,3.3401846486169,4.621088075643657,3.9561065962439614,3.2536590842995525,2.6010651838921657,3.7940691173008454,0.15737162023694426,0.34375720042640251,0.24329982052808324,1.8784926475384438,2.3276208911343375,0.66342060766078026,2.9395705174150843,1.4490523188170223,0.24333233828654588,4.8398784471158018,4.0797671853741866,1.1673404057326224,1.4640504098797265,"Portland (PDX)"]
[null,null,null,null,null,null,null,null,null,null,97133,"North Plains","Washington","4C",null,97383,"Stayton","OR",44.798378999999997,122.76009999999999,2.5783789999999982,-0.48462100000000419,2.6313789999999955,2.6083789999999993,1.3813789999999955,-0.90162100000000578,-0.80162100000000436,-0.73462100000000419,-0.75161800000000056,0.54837899999999706,1.5653790000000001,-0.10161800000000198,2.1983789999999956,-1.351618000000002,-0.45162100000000294,-3.4621000000001345E-2,1.2783789999999939,0.31537900000000008,0.74838199999999944,1.0200999999999993,4.7600999999999942,2.3601029999999952,6.0102999999998019E-2,-1.4899000000000058,3.9270999999999958,0.14309999999998979,-0.18989700000000198,0.36009999999998854,1.5930999999999926,-0.58989700000000767,-0.23990000000000578,-0.60690000000001021,-1.1229000000000013,-6.9000000000016826E-3,4.9431000000000012,3.7400999999999982,-0.52290000000000703,-0.30989999999999895,2.7728401103635583,4.7847057927986487,3.5347194531178787,2.6090713631961076,2.031750464904833,4.0292722466521145,0.81429345916629103,0.75876800423450041,0.83342763808503051,1.6848403893665931,1.6728388697809509,0.26053450428686631,2.2806134783520404,1.7572067686883091,0.4516737070507898,4.943221239600855,3.9525435959190851,0.61064582504182197,0.8100084122550818,"Salem"]
[null,null,null,null,null,null,null,null,null,null,97134,"Oceanside","Tillamook","4C",null,97258,"Portland","OR",45.580556999999999,122.374776,3.360557,0.29755699999999763,3.4135569999999973,3.3905570000000012,2.1635569999999973,-0.11944300000000396,-1.9443000000002542E-2,4.7556999999997629E-2,3.0560000000001253E-2,1.3305569999999989,2.3475570000000019,0.68055999999999983,2.9805569999999975,-0.56944000000000017,0.33055699999999888,0.74755700000000047,2.0605569999999958,1.0975570000000019,1.5305600000000013,0.63477600000000223,4.3747759999999971,1.9747789999999981,-0.32522099999999909,-1.8752240000000029,3.5417759999999987,-0.24222400000000732,-0.57522099999999909,-2.5224000000008573E-2,1.2077759999999955,-0.97522100000000478,-0.62522400000000289,-0.99222400000000732,-1.5082239999999985,-0.3922239999999988,4.557776000000004,3.3547760000000011,-0.90822400000000414,-0.69522399999999607,3.4199830292597948,4.3848837177769004,3.9436180711486215,3.4061188277994661,2.8631178708577472,3.5437894780058521,0.24300307904428628,0.57718356446627861,3.9625292125112579E-2,1.7969710060056578,2.5420621288808065,0.92415743451860166,3.1413736639287277,1.6121419130386738,0.5129401489696418,4.6186755173344922,3.9370569160763971,1.4246059814647036,1.6810563118991577,"Portland (Troutdale)"]
[null,null,null,null,null,null,null,null,null,null,97135,"Pacific City","Tillamook","4C",null,97834,"Halfway","OR",44.919974000000003,117.13838,{"$f":"$S115-VLOOKUP(U$18,$A$19:$F$37,5,FALSE)","v":2.6999740000000045},-0.36302599999999785,2.7529740000000018,2.7299740000000057,1.5029740000000018,-0.78002599999999944,-0.68002599999999802,-0.61302599999999785,-0.63002299999999423,0.6699740000000034,1.6869740000000064,1.9977000000004352E-2,2.319974000000002,-1.2300229999999956,-0.3300259999999966,8.6974000000004992E-2,{"$f":"$S115-VLOOKUP(AK$18,$A$19:$F$37,5,FALSE)","v":1.3999740000000003},0.43697400000000641,0.86997700000000577,{"$f":"$T115-VLOOKUP(AN$18,$A$19:$F$37,6,FALSE)","v":-4.6016199999999969},-0.86162000000000205,-3.2616170000000011,-5.5616169999999983,-7.1116200000000021,-1.6946200000000005,-5.4786200000000065,-5.8116169999999983,-5.2616200000000077,-4.0286200000000036,-6.2116170000000039,-5.8616200000000021,-6.2286200000000065,-6.7446199999999976,-5.628619999999998,-0.67861999999999512,{"$f":"$T115-VLOOKUP(BD$18,$A$19:$F$37,6,FALSE)","v":-1.8816199999999981},-6.1446200000000033,-5.9316199999999952,5.335238160108319,0.9349742782964684,4.2681390909112862,6.1955098010869945,7.2687048274830941,1.8655233863653387,5.5206623212324866,5.843859429466538,5.2992050351849072,4.0839495913975279,6.4366192237357867,5.8616540417299472,6.6466522750235768,6.8558628577976206,5.6382869974023118,0.68417072509425181,2.3452976410417494,6.1601380845786275,5.9950792993027999,"Baker"]
[null,null,null,null,null,null,null,null,null,null,97136,"Rockaway Beach","Tillamook","4C",null,97639,"Sprague River","OR",42.440694999999998,121.43464,0.2206949999999992,-2.8423050000000032,0.27369499999999647,0.25069500000000033,-0.97630500000000353,-3.2593050000000048,-3.1593050000000034,-3.0923050000000032,-3.1093019999999996,-1.8093050000000019,-0.79230499999999893,-2.459302000000001,-0.15930500000000336,-3.709302000000001,-2.8093050000000019,-2.3923050000000003,-1.0793050000000051,-2.0423049999999989,-1.6093019999999996,-0.30535999999999319,3.4346400000000017,1.0346430000000026,-1.2653569999999945,-2.8153599999999983,2.6016400000000033,-1.1823600000000027,-1.5153569999999945,-0.96536000000000399,0.2676400000000001,-1.9153570000000002,-1.5653599999999983,-1.9323600000000027,-2.4483599999999939,-1.3323599999999942,3.6176400000000086,2.4146400000000057,-1.8483599999999996,-1.6353599999999915,0.37676386852376847,4.458189054159214,1.0702313256833793,1.2899520613084761,2.9798361335189218,4.170323701180167,3.373304500430554,3.4436400872440203,3.2557147996721096,1.8289930980255249,2.0727613587854243,2.9152218194854398,1.938915483620937,4.4444783739831584,3.1092407035520737,4.3371006885504819,2.6448791300596399,2.7545316122028791,2.294396490758293,"Klamath Falls"]
[null,null,null,null,null,null,null,null,null,null,97137,"Saint Paul","Marion","4C",null,97839,"Lexington","OR",45.512791999999997,119.64344,3.2927919999999986,0.22979199999999622,3.3457919999999959,3.3227919999999997,2.0957919999999959,-0.18720800000000537,-8.7208000000003949E-2,-2.0208000000003778E-2,-3.7205000000000155E-2,1.2627919999999975,2.2797920000000005,0.61279499999999842,2.9127919999999961,-0.63720500000000158,0.26279199999999747,0.67979199999999906,1.9927919999999943,1.0297920000000005,1.4627949999999998,-2.0965599999999966,1.6434399999999982,-0.75655700000000081,-3.056556999999998,-4.6065600000000018,0.81043999999999983,-2.9735600000000062,-3.306556999999998,-2.7565600000000074,-1.5235600000000034,-3.7065570000000037,-3.3565600000000018,-3.7235600000000062,-4.2395599999999973,-3.1235599999999977,1.8264400000000052,0.62344000000000221,-3.639560000000003,-3.4265599999999949,3.9035935993471425,1.6594274304301446,3.4302627598353124,4.5148075672738237,5.060902996587072,0.83178111836227786,2.9748385349232045,3.3066187499488033,2.7568110645499524,1.9788579304396776,4.3515533269756705,3.412039382191391,4.7275000062257027,4.2871784667336836,3.1345951427359777,1.9488458730397378,2.0880367307267322,3.7824421419056793,3.7257324978619928,"Pendleton"]
[null,null,null,null,null,null,null,null,null,null,97138,"Seaside","Clatsop","4C",null,97444,"Gold Beach","OR",42.451203,124.39036,0.23120300000000071,-2.8317970000000017,0.28420299999999799,0.26120300000000185,-0.96579700000000201,-3.2487970000000033,-3.1487970000000018,-3.0817970000000017,-3.0987939999999981,-1.7987970000000004,-0.78179699999999741,-2.4487939999999995,-0.14879700000000184,-3.6987939999999995,-2.7987970000000004,-2.3817969999999988,-1.0687970000000035,-2.0317969999999974,-1.5987939999999981,2.6503600000000063,6.3903600000000012,3.9903630000000021,1.6903630000000049,0.14036000000000115,5.5573600000000027,1.7733599999999967,1.4403630000000049,1.9903599999999955,3.2233599999999996,1.0403629999999993,1.3903600000000012,1.0233599999999967,0.50736000000000558,1.6233600000000052,6.5733600000000081,5.3703600000000051,1.1073599999999999,1.320360000000008,2.660425333815823,6.9896906354150632,4.0004709993921983,1.7104251164485447,0.97594301821827911,6.4373078314470131,3.6138245996186646,3.4017816392264253,3.6829413766765242,3.6913033384983414,1.3013691716718951,2.8159710552553627,1.034120997180211,3.7334288829487567,3.2355157760099114,6.9915676810575969,5.4756820175033045,2.3139674195651478,2.0735218310970387,"North Bend"]
[null,null,null,null,null,null,null,null,null,null,97140,"Sherwood","Washington","4C",null,97722,"Diamond","OR",42.965788000000003,118.68196,0.74578800000000456,-2.3172119999999978,0.79878800000000183,0.7757880000000057,-0.45121199999999817,-2.7342119999999994,-2.634211999999998,-2.5672119999999978,-2.5842089999999942,-1.2842119999999966,-0.26721199999999357,-1.9342089999999956,0.365788000000002,-3.1842089999999956,-2.2842119999999966,-1.867211999999995,-0.5542119999999997,-1.5172119999999936,-1.0842089999999942,-3.0580399999999912,0.68196000000000367,-1.7180369999999954,-4.0180369999999925,-5.5680399999999963,-0.15103999999999473,-3.9350400000000008,-4.2680369999999925,-3.718040000000002,-2.4850399999999979,-4.6680369999999982,-4.3180399999999963,-4.6850400000000008,-5.2010399999999919,-4.0850399999999922,0.86496000000001061,-0.33803999999999235,-4.6010399999999976,-4.3880399999999895,3.1476671333773449,2.415479433682679,1.894653900403181,4.0922449039998749,5.5862923044309056,2.7383806058588704,4.735357712205488,4.9806342253083518,4.527908744363228,2.7972529850808954,4.6756787407084524,4.7314515634507925,4.6992978903814997,6.0983607664093542,4.6802965998474839,2.0578232320935634,0.64917022616875653,4.8447395528081749,4.5200004643009599,"Burns"]
[null,null,null,null,null,null,null,null,null,null,97141,"Tillamook","Tillamook","4C",null,97211,"Portland","OR",45.565440000000002,122.64635,3.3454400000000035,0.28244000000000113,3.3984400000000008,3.3754400000000047,2.1484400000000008,-0.13456000000000046,-3.4559999999999036E-2,3.2440000000001135E-2,1.5443000000004758E-2,1.3154400000000024,2.3324400000000054,0.66544300000000334,2.965440000000001,-0.58455699999999666,0.31544000000000239,0.73244000000000398,2.0454399999999993,1.0824400000000054,1.5154430000000048,0.90635000000000332,4.6463499999999982,2.2463529999999992,-5.3646999999998002E-2,-1.6036500000000018,3.8133499999999998,2.934999999999377E-2,-0.303646999999998,0.24634999999999252,1.4793499999999966,-0.70364700000000369,-0.3536500000000018,-0.72065000000000623,-1.2366499999999974,-0.1206499999999977,4.8293500000000051,3.6263500000000022,-0.63665000000000305,-0.42364999999999498,3.466040841666473,4.6549264952413569,4.073757017080057,3.3758662879635843,2.6809490401908067,3.8157233411372999,4.5341108279348091E-2,0.30537494037494112,0.2468335648751937,1.9796107738896545,2.4362667042442276,0.753579928573609,3.0517488127465562,1.3678487155928427,0.33772594821837565,4.8845767243539182,4.1634407785028014,1.2557864372973677,1.573545934743886,"Portland (PDX)"]
[null,null,null,null,null,null,null,null,null,null,97143,"Netarts","Tillamook","4C",null,97280,"Portland","OR",45.580556999999999,122.374776,3.360557,0.29755699999999763,3.4135569999999973,3.3905570000000012,2.1635569999999973,-0.11944300000000396,-1.9443000000002542E-2,4.7556999999997629E-2,3.0560000000001253E-2,1.3305569999999989,2.3475570000000019,0.68055999999999983,2.9805569999999975,-0.56944000000000017,0.33055699999999888,0.74755700000000047,2.0605569999999958,1.0975570000000019,1.5305600000000013,0.63477600000000223,4.3747759999999971,1.9747789999999981,-0.32522099999999909,-1.8752240000000029,3.5417759999999987,-0.24222400000000732,-0.57522099999999909,-2.5224000000008573E-2,1.2077759999999955,-0.97522100000000478,-0.62522400000000289,-0.99222400000000732,-1.5082239999999985,-0.3922239999999988,4.557776000000004,3.3547760000000011,-0.90822400000000414,-0.69522399999999607,3.4199830292597948,4.3848837177769004,3.9436180711486215,3.4061188277994661,2.8631178708577472,3.5437894780058521,0.24300307904428628,0.57718356446627861,3.9625292125112579E-2,1.7969710060056578,2.5420621288808065,0.92415743451860166,3.1413736639287277,1.6121419130386738,0.5129401489696418,4.6186755173344922,3.9370569160763971,1.4246059814647036,1.6810563118991577,"Portland (Troutdale)"]
[null,null,null,null,null,null,null,null,null,null,97144,"Timber","Washington","4C",null,97357,"Logsden","OR",44.745463999999998,123.81722000000001,2.5254639999999995,-0.5375360000000029,2.5784639999999968,2.5554640000000006,1.3284639999999968,-0.95453600000000449,-0.85453600000000307,-0.7875360000000029,-0.80453299999999928,0.49546399999999835,1.5124640000000014,-0.1545330000000007,2.1454639999999969,-1.4045330000000007,-0.50453600000000165,-8.7536000000000058E-2,1.2254639999999952,0.26246400000000136,0.69546700000000072,2.0772200000000112,5.8172200000000061,3.417223000000007,1.1172230000000098,-0.43277999999999395,4.9842200000000076,1.2002200000000016,0.86722300000000985,1.4172200000000004,2.6502200000000045,0.46722300000000416,0.81722000000000605,0.45022000000000162,-6.5779999999989514E-2,1.0502200000000101,6.000220000000013,4.79722000000001,0.5342200000000048,0.74722000000001287,3.269986443962122,5.842002523081967,4.2808748674803647,2.7890112023842835,1.3971811363226982,5.074799304770198,1.4733498646608039,1.1714472600271093,1.629658208486982,2.6961362398246909,1.5829860021570021,0.83170245670492648,2.1921938380754535,1.4060725288864016,1.1651260119386329,6.000858488557796,4.9512707200976278,0.59521286922915728,1.0207899276976728,"Corvallis"]
[null,null,null,null,null,null,null,null,null,null,97145,"Surfcrest Market","Clatsop","4C",null,97282,"Portland","OR",45.580556999999999,122.374776,3.360557,0.29755699999999763,3.4135569999999973,3.3905570000000012,2.1635569999999973,-0.11944300000000396,-1.9443000000002542E-2,4.7556999999997629E-2,3.0560000000001253E-2,1.3305569999999989,2.3475570000000019,0.68055999999999983,2.9805569999999975,-0.56944000000000017,0.33055699999999888,0.74755700000000047,2.0605569999999958,1.0975570000000019,1.5305600000000013,0.63477600000000223,4.3747759999999971,1.9747789999999981,-0.32522099999999909,-1.8752240000000029,3.5417759999999987,-0.24222400000000732,-0.57522099999999909,-2.5224000000008573E-2,1.2077759999999955,-0.97522100000000478,-0.62522400000000289,-0.99222400000000732,-1.5082239999999985,-0.3922239999999988,4.557776000000004,3.3547760000000011,-0.90822400000000414,-0.69522399999999607,3.4199830292597948,4.3848837177769004,3.9436180711486215,3.4061188277994661,2.8631178708577472,3.5437894780058521,0.24300307904428628,0.57718356446627861,3.9625292125112579E-2,1.7969710060056578,2.5420621288808065,0.92415743451860166,3.1413736639287277,1.6121419130386738,0.5129401489696418,4.6186755173344922,3.9370569160763971,1.4246059814647036,1.6810563118991577,"Portland (Troutdale)"]
[null,null,null,null,null,null,null,null,null,null,97146,"Warrenton","Clatsop","4C",null,97026,"Gervais","OR",45.106490000000001,122.90363000000001,2.886490000000002,-0.17651000000000039,2.9394899999999993,2.9164900000000031,1.6894899999999993,-0.59351000000000198,-0.49351000000000056,-0.42651000000000039,-0.44350699999999676,0.85649000000000086,1.8734900000000039,0.20649300000000181,2.5064899999999994,-1.0435069999999982,-0.14350999999999914,0.27349000000000245,1.5864899999999977,0.62349000000000387,1.0564930000000032,1.1636300000000119,4.9036300000000068,2.5036330000000078,0.20363300000001061,-1.3463699999999932,4.0706300000000084,0.28663000000000238,-4.6366999999989389E-2,0.50363000000000113,1.7366300000000052,-0.44636699999999507,-9.6369999999993183E-2,-0.46336999999999762,-0.97936999999998875,0.13663000000001091,5.0866300000000138,3.8836300000000108,-0.37936999999999443,-0.16636999999998636,3.1122113194640302,4.9068057794251514,3.8611888918814934,2.9235903130892029,2.1603445644155888,4.1136702246291055,0.57070910015523835,0.42902293503844213,0.67107498533993826,1.9363519507052482,1.9259304968739162,0.22787394749948806,2.5489613329746676,1.4311088204427271,0.19814862351276311,5.0939769863045257,4.1951796739829961,0.7298365412885276,1.0695122420753314,"Aurora"]
[null,null,null,null,null,null,null,null,null,null,97147,"Wheeler","Tillamook","4C",null,97212,"Portland","OR",45.544240000000002,122.64353,3.3242400000000032,0.2612400000000008,3.3772400000000005,3.3542400000000043,2.1272400000000005,-0.15576000000000079,-5.5759999999999366E-2,1.1240000000000805E-2,-5.7569999999955712E-3,1.2942400000000021,2.3112400000000051,0.64424300000000301,2.9442400000000006,-0.60575699999999699,0.29424000000000206,0.71124000000000365,2.0242399999999989,1.0612400000000051,1.4942430000000044,0.9035300000000035,4.6435299999999984,2.2435329999999993,-5.6466999999997824E-2,-1.6064700000000016,3.81053,2.6529999999993947E-2,-0.30646699999999782,0.2435299999999927,1.4765299999999968,-0.70646700000000351,-0.35647000000000162,-0.72347000000000605,-1.2394699999999972,-0.12346999999999753,4.8265300000000053,3.6235300000000024,-0.63947000000000287,-0.4264699999999948,3.4448422370988236,4.6508727351433716,4.0545271413185775,3.3547152635788673,2.6656886311983263,3.8137121100707114,6.1749643723665384E-2,0.30667305015113194,0.24359803765423971,1.9634658180116087,2.416800769548253,0.73628792190895331,3.03182420639786,1.3795750881880222,0.31909562594933921,4.8786529061309594,4.150604442548099,1.2390125982006859,1.5539108095219007,"Portland (PDX)"]
[null,null,null,null,null,null,null,null,null,null,97148,"Yamhill","Yamhill","4C",null,97308,"Salem","OR",44.984465,122.457024,2.7644650000000013,-0.29853500000000111,2.8174649999999986,2.7944650000000024,1.5674649999999986,-0.7155350000000027,-0.61553500000000128,-0.54853500000000111,-0.56553199999999748,0.73446500000000015,1.7514650000000032,8.4468000000001098E-2,2.3844649999999987,-1.1655319999999989,-0.26553499999999985,0.15146500000000174,1.464464999999997,0.50146500000000316,0.93446800000000252,0.71702400000000921,4.4570240000000041,2.057027000000005,-0.24297299999999211,-1.7929759999999959,3.6240240000000057,-0.15997600000000034,-0.49297299999999211,5.7023999999998409E-2,1.2900240000000025,-0.8929729999999978,-0.54297599999999591,-0.90997600000000034,-1.4259759999999915,-0.30997599999999181,4.640024000000011,3.4370240000000081,-0.82597599999999716,-0.61297599999998909,2.855939451879367,4.4670108666535651,3.4884766166557593,2.8050081131707998,2.3815351063549284,3.6939870450234453,0.63598400671793764,0.73750459317484485,0.5683996653763943,1.4844530160301492,1.9659680630554524,0.54950685127666588,2.5522009436564734,1.8417036666087119,0.40815922971432961,4.6424954891524779,3.7360128095070881,0.96628334291811036,1.1175732725866305,"Aurora"]
[null,null,null,null,null,null,null,null,null,null,97149,"Neskowin","Tillamook","4C",null,97489,"Walterville","OR",44.131706000000001,122.6367,1.9117060000000023,-1.151294,1.9647059999999996,1.9417060000000035,0.71470599999999962,-1.5682940000000016,-1.4682940000000002,-1.401294,-1.4182909999999964,-0.11829399999999879,0.89870600000000422,-0.76829099999999784,1.5317059999999998,-2.0182909999999978,-1.1182939999999988,-0.7012939999999972,0.61170599999999808,-0.35129399999999578,8.1709000000003584E-2,0.89670000000000982,4.6367000000000047,2.2367030000000057,-6.3296999999991499E-2,-1.6132999999999953,3.8037000000000063,1.9700000000000273E-2,-0.3132969999999915,0.23669999999999902,1.4697000000000031,-0.71329699999999718,-0.36329999999999529,-0.73029999999999973,-1.2462999999999909,-0.1302999999999912,4.8197000000000116,3.6167000000000087,-0.64629999999999654,-0.43329999999998847,2.1115612045204912,4.7774956582330921,2.97706398598435,1.9427374245237086,1.7645230393610576,4.114326161163703,1.4684261508281582,1.4358899277608275,1.4379068991701061,1.4744529698962965,1.1473731235500522,0.84985760612057426,1.6968975692233161,2.3720797310969477,1.1258594763273055,4.8704539176996748,3.668065310274077,0.73560258593617822,0.44093678762492772,"Eugene"]
[null,null,null,null,null,null,null,null,null,null,97201,"Portland","Multnomah","4C",null,97622,"Bly","OR",42.334533999999998,120.97637,0.11453399999999903,-2.9484660000000034,0.1675339999999963,0.14453400000000016,-1.0824660000000037,-3.365466000000005,-3.2654660000000035,-3.1984660000000034,-3.2154629999999997,-1.9154660000000021,-0.8984659999999991,-2.5654630000000012,-0.26546600000000353,-3.8154630000000012,-2.9154660000000021,-2.4984660000000005,-1.1854660000000052,-2.1484659999999991,-1.7154629999999997,-0.76362999999999204,2.9763700000000028,0.5763730000000038,-1.7236269999999934,-3.2736299999999972,2.1433700000000044,-1.6406300000000016,-1.9736269999999934,-1.4236300000000028,-0.19062999999999874,-2.373626999999999,-2.0236299999999972,-2.3906300000000016,-2.9066299999999927,-1.7906299999999931,3.1593700000000098,1.9563700000000068,-2.3066299999999984,-2.0936299999999903,0.77217149264654128,4.1895381762261144,0.60022785363976827,1.7296763027471289,3.4479538886209005,3.9900371369269299,3.6544404488315347,3.7583757513432579,3.5165216736526741,1.924928516609385,2.5379807501801492,3.2675187499491098,2.4053240933512492,4.7964836975923282,3.4214467399122244,4.0278966161082215,2.2875124511259033,3.1522132082167267,2.7066769074399994,"Lakeview"]
[null,null,null,null,null,null,null,null,null,null,97202,"Portland","Multnomah","4C",null,97641,"Christmas Valley","OR",43.256841999999999,120.65084,1.036842,-2.0261580000000023,1.0898419999999973,1.0668420000000012,-0.16015800000000269,-2.4431580000000039,-2.3431580000000025,-2.2761580000000023,-2.2931549999999987,-0.9931580000000011,2.3842000000001917E-2,-1.6431550000000001,0.65684199999999748,-2.8931550000000001,-1.9931580000000011,-1.5761579999999995,-0.26315800000000422,-1.2261579999999981,-0.79315499999999872,-1.0891599999999926,2.6508400000000023,0.25084300000000326,-2.0491569999999939,-3.5991599999999977,1.8178400000000039,-1.9661600000000021,-2.2991569999999939,-1.7491600000000034,-0.51615999999999929,-2.6991569999999996,-2.3491599999999977,-2.7161600000000021,-3.2321599999999933,-2.1161599999999936,2.8338400000000092,1.6308400000000063,-2.6321599999999989,-2.4191599999999909,1.5037655530580503,3.3365054992557739,1.1183370670835318,2.3102372743103632,3.6027216504420632,3.0452525804215376,3.0587864519387455,3.235277136755518,2.8841152126128744,1.1192783204207974,2.6992622976681977,2.8667945618102788,2.794452819169436,4.3378801412239314,2.9070280285136532,3.242672229283134,1.6519356036371462,2.9037440842064561,2.5458652673747197,"Lakeview"]
[null,null,null,null,null,null,null,null,null,null,97203,"Portland","Multnomah","4C",null,97269,"Portland","OR",45.173284000000002,122.259861,2.9532840000000036,-0.10971599999999881,3.0062840000000008,2.9832840000000047,1.7562840000000008,-0.52671600000000041,-0.42671599999999899,-0.35971599999999881,-0.37671299999999519,0.92328400000000244,1.9402840000000054,0.27328700000000339,2.573284000000001,-0.97671299999999661,-7.6715999999997564E-2,0.34028400000000403,1.6532839999999993,0.69028400000000545,1.1232870000000048,0.5198610000000059,4.2598610000000008,1.8598640000000017,-0.44013599999999542,-1.9901389999999992,3.4268610000000024,-0.35713900000000365,-0.69013599999999542,-0.1401390000000049,1.0928609999999992,-1.0901360000000011,-0.74013899999999921,-1.1071390000000036,-1.6231389999999948,-0.50713899999999512,4.4428610000000077,3.2398610000000048,-1.0231390000000005,-0.81013899999999239,2.9986900213221483,4.2612736757895533,3.5350866449285245,3.0155767480122315,2.6542770631524135,3.4671034103379461,0.55644838932016127,0.77825657668406045,0.40193485005657043,1.4306636606753533,2.2255557730939981,{"$f":"SQRT(AF130^2+AY130^2)","v":0.78898132024148759},2.801347409725722,1.894346456615045,0.51290867605938839,4.4558733224786673,3.6373131957499933,1.2342225949872285,1.3849544698978369,"Portland (Troutdale)"]
[null,null,null,null,null,null,null,null,null,null,97204,"Portland","Multnomah","4C",null,97016,"Clatskanie","OR",46.078338000000002,123.26993,{"$f":"$S131-VLOOKUP(U$18,$A$19:$F$37,5,FALSE)","v":3.8583380000000034},0.79533800000000099,3.9113380000000006,3.8883380000000045,2.6613380000000006,0.3783379999999994,0.47833800000000082,0.54533800000000099,0.52834100000000461,1.8283380000000022,2.8453380000000053,1.1783410000000032,3.4783380000000008,-7.1658999999996809E-2,0.82833800000000224,1.2453380000000038,{"$f":"$S131-VLOOKUP(AK$18,$A$19:$F$37,5,FALSE)","v":2.5583379999999991},1.5953380000000053,2.0283410000000046,{"$f":"$T131-VLOOKUP(AN$18,$A$19:$F$37,6,FALSE)","v":1.5299300000000073},5.2699300000000022,2.8699330000000032,0.56993300000000602,-0.98006999999999778,4.4369300000000038,0.65292999999999779,0.31993300000000602,0.86992999999999654,2.1029300000000006,-8.0066999999999666E-2,0.26993000000000222,-9.707000000000221E-2,-0.61306999999999334,0.50293000000000632,5.4529300000000092,{"$f":"$T131-VLOOKUP(BD$18,$A$19:$F$37,6,FALSE)","v":4.2499300000000062},-1.3069999999999027E-2,0.19993000000000904,4.1505972976360939,5.3296083101053524,4.8512967724859939,3.929884988995612,2.8360636726180886,4.4530312672542545,0.80939781760516127,0.63225837972541332,1.0178027398179861,2.786599079010831,2.8464643083539674,1.2088629852803867,3.4796922029317487,0.61724374211569888,0.96906265387951573,5.593327481843354,4.9605441563546275,1.5953915378815373,2.0381705564503236,"Astoria"]
[null,null,null,null,null,null,null,null,null,null,97205,"Portland","Multnomah","4C",null,97487,"Veneta","OR",44.023224999999996,123.38399,1.8032249999999976,-1.2597750000000048,1.8562249999999949,1.8332249999999988,0.60622499999999491,-1.6767750000000063,-1.5767750000000049,-1.5097750000000048,-1.5267720000000011,-0.2267750000000035,0.79022499999999951,-0.87677200000000255,1.4232249999999951,-2.1267720000000025,-1.2267750000000035,-0.80977500000000191,0.50322499999999337,-0.45977500000000049,-2.6772000000001128E-2,1.6439900000000023,5.3839899999999972,2.9839929999999981,0.68399300000000096,-0.86601000000000283,4.5509899999999988,0.76698999999999273,0.43399300000000096,0.98398999999999148,2.2169899999999956,3.3992999999995277E-2,0.38398999999999717,1.6989999999992733E-2,-0.4990099999999984,0.61699000000000126,5.5669900000000041,4.3639900000000011,0.10098999999999592,0.31399000000000399,2.4401482579394633,5.5294105807694347,3.5142261558804053,1.9566707246427533,1.0571102453032033,4.8500602450613961,1.7534232406139154,1.5709138979186654,1.8163890167263141,2.228558179793604,0.79095579817964479,0.95717159385556483,1.4233264069513309,2.184529725154595,1.3731910139252332,5.6255767002792743,4.3929083897487553,0.47073562721022044,0.31512927519353473,"Eugene"]
[null,null,null,null,null,null,null,null,null,null,97206,"Portland","Multnomah","4C",null,97869,"Prairie City","OR",44.441240999999998,118.69325000000001,2.2212409999999991,-0.84175900000000325,2.2742409999999964,2.2512410000000003,1.0242409999999964,-1.2587590000000048,-1.1587590000000034,-1.0917590000000033,-1.1087559999999996,0.191240999999998,1.208241000000001,-0.45875600000000105,1.8412409999999966,-1.7087560000000011,-0.808759000000002,-0.39175900000000041,0.92124099999999487,-4.1758999999998991E-2,0.39124400000000037,-3.0467499999999887,0.69325000000000614,-1.7067469999999929,-4.0067469999999901,-5.5567499999999939,-0.13974999999999227,-3.9237499999999983,-4.2567469999999901,-3.7067499999999995,-2.4737499999999955,-4.6567469999999958,-4.3067499999999939,-4.6737499999999983,-5.1897499999999894,-4.0737499999999898,0.87625000000001307,-0.32674999999998988,-4.5897499999999951,-4.376749999999987,3.7704903053291261,1.0904832766168466,2.843441127945145,4.595879411178009,5.6503575275004438,1.2664929066445694,4.0912756546804561,4.3945230385207816,3.869022541939501,2.4811312304231263,4.8109395065922378,4.3311144789806644,5.0233561970639684,5.4638221173493466,4.153255371703132,0.95983809915059282,0.97747150474117861,4.5899399643765442,4.3942021380491685,"Baker"]
[null,null,null,null,null,null,null,null,null,null,97207,"Portland","Multnomah","4C",null,97180,"Sherwood","OR",45.354615000000003,122.850808,3.1346150000000037,7.1615000000001316E-2,3.187615000000001,3.1646150000000048,1.937615000000001,-0.34538500000000028,-0.24538499999999885,-0.17838499999999868,-0.19538199999999506,1.1046150000000026,2.1216150000000056,0.45461800000000352,2.7546150000000011,-0.79538199999999648,0.10461500000000257,0.52161500000000416,1.8346149999999994,0.87161500000000558,1.3046180000000049,1.1108080000000058,4.8508080000000007,2.4508110000000016,0.15081100000000447,-1.3991919999999993,4.0178080000000023,0.23380799999999624,-9.9188999999995531E-2,0.45080799999999499,1.6838079999999991,-0.49918900000000122,-0.14919199999999933,-0.51619200000000376,-1.0321919999999949,8.3808000000004768E-2,5.0338080000000076,3.8308080000000047,-0.43219200000000058,-0.2191919999999925,3.3256135691160869,4.8513366159326656,4.0208660691380924,3.1682064414974653,2.3899979374654285,4.0326259339404418,0.33893949178134686,0.20410699631810431,0.49132675358461148,2.0137983213542023,2.1795503816030557,0.47847233858186933,2.802562752034111,1.3030935694676664,0.13404506365025656,5.060761325046764,4.2474583142261721,0.97288366883662414,1.322903344461722,"Aurora"]
[null,null,null,null,null,null,null,null,null,null,97208,"Portland","Multnomah","4C",null,97253,"Portland","OR",45.580556999999999,122.374776,3.360557,0.29755699999999763,3.4135569999999973,3.3905570000000012,2.1635569999999973,-0.11944300000000396,-1.9443000000002542E-2,4.7556999999997629E-2,3.0560000000001253E-2,1.3305569999999989,2.3475570000000019,0.68055999999999983,2.9805569999999975,-0.56944000000000017,0.33055699999999888,0.74755700000000047,2.0605569999999958,1.0975570000000019,1.5305600000000013,0.63477600000000223,4.3747759999999971,1.9747789999999981,-0.32522099999999909,-1.8752240000000029,3.5417759999999987,-0.24222400000000732,-0.57522099999999909,-2.5224000000008573E-2,1.2077759999999955,-0.97522100000000478,-0.62522400000000289,-0.99222400000000732,-1.5082239999999985,-0.3922239999999988,4.557776000000004,3.3547760000000011,-0.90822400000000414,-0.69522399999999607,3.4199830292597948,4.3848837177769004,3.9436180711486215,3.4061188277994661,2.8631178708577472,3.5437894780058521,0.24300307904428628,0.57718356446627861,3.9625292125112579E-2,1.7969710060056578,2.5420621288808065,0.92415743451860166,3.1413736639287277,1.6121419130386738,0.5129401489696418,4.6186755173344922,3.9370569160763971,1.4246059814647036,1.6810563118991577,"Portland (Troutdale)"]
[null,null,null,null,null,null,null,null,null,null,97209,"Portland","Multnomah","4C",null,97345,"Foster","OR",44.407794000000003,122.60034,2.1877940000000038,-0.8752059999999986,2.2407940000000011,2.2177940000000049,0.99079400000000106,-1.2922060000000002,-1.1922059999999988,-1.1252059999999986,-1.142202999999995,0.15779400000000265,1.1747940000000057,-0.49220299999999639,1.8077940000000012,-1.7422029999999964,-0.84220599999999735,-0.42520599999999575,0.88779399999999953,-7.5205999999994333E-2,0.35779700000000503,0.86034000000000788,4.6003400000000028,2.2003430000000037,-9.9656999999993445E-2,-1.6496599999999972,3.7673400000000044,-1.6660000000001673E-2,-0.34965699999999345,0.20033999999999708,1.4333400000000012,-0.74965699999999913,-0.39965999999999724,-0.76666000000000167,-1.2826599999999928,-0.16665999999999315,4.7833400000000097,3.5803400000000067,-0.68265999999999849,-0.46965999999999042,2.3508780278942654,4.6828531535844711,3.1404883486625166,2.2200319241139352,1.9243312776224351,3.9827938713968152,1.1923223985298594,1.1782820375805583,1.1596395167503508,1.441999480594915,1.3936020092138974,0.63402831861754749,1.9636411846455062,2.163443544169565,0.85853742028871005,4.8022017552406195,3.6887684532965808,0.68679008294820121,0.59042290674481346,"Eugene"]
[null,null,null,null,null,null,null,null,null,null,97210,"Portland","Multnomah","4C",null,97459,"North Bend","OR",43.434528999999998,124.20994,1.2145289999999989,-1.8484710000000035,1.2675289999999961,1.244529,1.7528999999996131E-2,-2.2654710000000051,-2.1654710000000037,-2.0984710000000035,-2.1154679999999999,-0.81547100000000228,0.20152900000000074,-1.4654680000000013,0.8345289999999963,-2.7154680000000013,-1.8154710000000023,-1.3984710000000007,-8.5471000000005404E-2,-1.0484709999999993,-0.6154679999999999,2.4699400000000082,6.2099400000000031,3.8099430000000041,1.5099430000000069,-4.0059999999996876E-2,5.3769400000000047,1.5929399999999987,1.2599430000000069,1.8099399999999974,3.0429400000000015,0.85994300000000123,1.2099400000000031,0.84293999999999869,0.32694000000000756,1.4429400000000072,6.3929400000000101,5.1899400000000071,0.92694000000000187,1.1399400000000099,2.7523961007531308,6.4792129029258678,4.01525782847005,1.9567269342169389,4.3727216250289865E-2,5.8347101569350528,2.6882564043336736,2.447659474087446,2.7840775245355487,3.1503137614277428,0.88324170026669502,1.9004081831606627,1.1861646156588013,2.7350788329816038,2.3190538578137914,6.5441120850304157,5.1906437457642065,1.3994674706619665,1.2954783142237551,"North Bend"]
[null,null,null,null,null,null,null,null,null,null,97211,"Portland","Multnomah","4C",null,97329,"Cascadia","OR",44.400432000000002,122.35469000000001,2.1804320000000033,-0.88256799999999913,2.2334320000000005,2.2104320000000044,0.98343200000000053,-1.2995680000000007,-1.1995679999999993,-1.1325679999999991,-1.1495649999999955,0.15043200000000212,1.1674320000000051,-0.49956499999999693,1.8004320000000007,-1.7495649999999969,-0.84956799999999788,-0.43256799999999629,0.88043199999999899,-8.2567999999994868E-2,0.35043500000000449,0.61469000000001017,4.3546900000000051,1.954693000000006,-0.34530699999999115,-1.8953099999999949,3.5216900000000066,-0.26230999999999938,-0.59530699999999115,-4.5310000000000628E-2,1.1876900000000035,-0.99530699999999683,-0.64530999999999494,-1.0123099999999994,-1.5283099999999905,-0.41230999999999085,4.537690000000012,3.334690000000009,-0.92830999999999619,-0.71530999999998812,2.2654199395970775,4.4432253229747465,2.9680032383528534,2.2372408343477495,2.1352607556745808,3.7538217116325661,1.2279128318915793,1.2794923598337691,1.1504575982299345,1.1971789017202104,1.534123039026859,0.81608221725815733,2.0655088774256094,2.3230818206264194,0.94433326888550784,4.5582612486258514,3.4489589592693122,0.93197474790038815,0.79653818824020373,"Eugene"]
[null,null,null,null,null,null,null,null,null,null,97212,"Portland","Multnomah","4C",null,97503,"White City","OR",42.471919,122.87201,0.25191900000000089,-2.8110810000000015,0.30491899999999816,0.28191900000000203,-0.94508100000000184,-3.2280810000000031,-3.1280810000000017,-3.0610810000000015,-3.0780779999999979,-1.7780810000000002,-0.76108099999999723,-2.4280779999999993,-0.12808100000000167,-3.6780779999999993,-2.7780810000000002,-2.3610809999999987,-1.0480810000000034,-2.0110809999999972,-1.5780779999999979,1.1320100000000082,4.8720100000000031,2.472013000000004,0.17201300000000685,-1.3779899999999969,4.0390100000000047,0.25500999999999863,-7.7986999999993145E-2,0.47200999999999738,1.7050100000000015,-0.47798699999999883,-0.12798999999999694,-0.49499000000000137,-1.0109899999999925,0.10501000000000715,5.05501000000001,3.852010000000007,-0.41098999999999819,-0.19798999999999012,1.1597024716111537,5.6248251376074831,2.4907476525593713,0.33025262259367977,1.6709382204800376,5.170503720399112,3.1384583544570113,3.0620742742020495,3.1140580621086666,2.4634591822599794,0.89873013787788081,2.4314489947732802,0.5112923260337493,3.8144932237695719,2.7800649529572152,5.579231989141614,3.9920489504339822,2.0526469663975311,1.5904496892967062,"Medford"]
[null,null,null,null,null,null,null,null,null,null,97213,"Portland","Multnomah","4C",null,97920,"Westfall","OR",44.032437000000002,117.7115,1.8124370000000027,-1.2505629999999996,1.865437,1.8424370000000039,0.61543700000000001,-1.6675630000000012,-1.5675629999999998,-1.5005629999999996,-1.517559999999996,-0.2175629999999984,0.79943700000000462,-0.86755999999999744,1.4324370000000002,-2.1175599999999974,-1.2175629999999984,-0.8005629999999968,0.51243699999999848,-0.45056299999999538,-1.7559999999996023E-2,-4.028499999999994,-0.28849999999999909,-2.6884969999999981,-4.9884969999999953,-6.5384999999999991,-1.1214999999999975,-4.9055000000000035,-5.2384969999999953,-4.6885000000000048,-3.4555000000000007,-5.638497000000001,-5.2884999999999991,-5.6555000000000035,-6.1714999999999947,-5.055499999999995,-0.10549999999999216,-1.3084999999999951,-5.5715000000000003,-5.3584999999999923,4.4174359224519559,1.2834095476382426,3.2722883919327757,5.3178638961502172,6.5674001668064195,2.0096090686919679,5.1498722322955777,5.4491779321268226,4.9279834216036109,3.4623422576297975,5.694887877384244,5.3591876813188755,5.8340857046300787,6.524681800946305,5.2000519140647956,0.80748459240346704,1.4052629394419343,5.589688655638076,5.3585287723030772,"Baker"]
[null,null,null,null,null,null,null,null,null,null,97214,"Portland","Multnomah","4C",null,97322,"Albany","OR",44.622050000000002,123.061329,2.4020500000000027,-0.6609499999999997,2.45505,2.4320500000000038,1.20505,-1.0779500000000013,-0.97794999999999987,-0.9109499999999997,-0.92794699999999608,0.37205000000000155,1.3890500000000046,-0.2779469999999975,2.0220500000000001,-1.5279469999999975,-0.62794999999999845,-0.21094999999999686,1.1020499999999984,0.13905000000000456,0.57205300000000392,1.3213290000000057,5.0613290000000006,2.6613320000000016,0.36133200000000443,-1.1886709999999994,4.2283290000000022,0.4443289999999962,0.11133200000000443,0.66132899999999495,1.894328999999999,-0.28866800000000126,6.1329000000000633E-2,-0.3056710000000038,-0.82167099999999493,0.29432900000000473,5.2443290000000076,4.0413290000000046,-0.22167100000000062,-8.6709999999925458E-3,2.7414876488397733,5.1043027093561966,3.6207676695314226,2.4587452118355047,1.6926559747157714,4.3635699071678706,1.074157559551203,0.9177280189271767,1.1394918521209294,1.9305189879255262,1.4187279925073775,0.28463271254372485,2.045023462638266,1.7348675070592521,0.69350613749339007,5.248569954067591,4.1888965478680698,0.26167333593815312,0.57211871237532896,"Corvallis"]
[null,null,null,null,null,null,null,null,null,null,97215,"Portland","Multnomah","4C",null,97440,"Eugene","OR",43.863844999999998,122.99879,1.6438449999999989,-1.4191550000000035,1.6968449999999962,1.673845,0.44684499999999616,-1.8361550000000051,-1.7361550000000037,-1.6691550000000035,-1.6861519999999999,-0.38615500000000225,0.63084500000000077,-1.0361520000000013,1.2638449999999963,-2.2861520000000013,-1.3861550000000022,-0.96915500000000065,0.34384499999999463,-0.61915499999999923,-0.18615199999999987,1.2587900000000047,4.9987899999999996,2.5987930000000006,0.29879300000000342,-1.2512100000000004,4.1657900000000012,0.38178999999999519,4.8793000000003417E-2,0.59878999999999394,1.831789999999998,-0.35120700000000227,-1.2100000000003774E-3,-0.36821000000000481,-0.88420999999999594,0.23179000000000372,5.1817900000000066,3.9787900000000036,-0.28421000000000163,-7.1209999999993556E-2,2.0704537300130634,5.1963354759027061,3.103708750974226,1.7003041906888314,1.3286071346056356,4.5525016757959609,1.7776382613245612,1.6698680100157655,1.789317755795206,1.8720497557824136,0.72201923165107074,1.0361527065080718,1.3163900592624491,2.4511871187659255,1.4054011128944675,5.2716419660410425,3.9936198176748152,0.68126957815904265,0.19930737869933224,"Eugene"]
[null,null,null,null,null,null,null,null,null,null,97216,"Portland","Multnomah","4C",null,97118,"Garibaldi","OR",45.561138999999997,123.91004,3.3411389999999983,0.27813899999999592,3.3941389999999956,3.3711389999999994,2.1441389999999956,-0.13886100000000567,-3.8861000000004253E-2,2.8138999999995917E-2,1.1141999999999541E-2,1.3111389999999972,2.3281390000000002,0.66114199999999812,2.9611389999999957,-0.58885800000000188,0.31113899999999717,0.72813899999999876,2.041138999999994,1.0781390000000002,1.5111419999999995,2.1700400000000002,5.9100399999999951,3.510042999999996,1.2100429999999989,-0.33996000000000492,5.0770399999999967,1.2930399999999906,0.96004299999999887,1.5100399999999894,2.7430399999999935,0.56004299999999319,0.91003999999999508,0.54303999999999064,2.7039999999999509E-2,1.1430399999999992,6.093040000000002,4.8900399999999991,0.62703999999999382,0.8400400000000019,3.9840034411281562,5.9165812852458082,4.8826817849589528,3.5817289427272403,2.1709225810518866,5.0789386232677556,1.2936238320783118,0.96045529056276102,1.5100811056906738,3.040288459821034,2.3945520176371184,1.1248473433155224,3.0105209879555672,0.58947850322467421,1.1846298657897312,6.1363933091777145,5.2989375934163414,1.2472220591863314,1.7289353214519048,"Astoria"]
[null,null,null,null,null,null,null,null,null,null,97217,"Portland","Multnomah","4C",null,97210,"Portland","OR",45.534838999999998,122.70950000000001,3.3148389999999992,0.25183899999999682,3.3678389999999965,3.3448390000000003,2.1178389999999965,-0.16516100000000478,-6.5161000000003355E-2,1.8389999999968154E-3,-1.5157999999999561E-2,1.2848389999999981,2.3018390000000011,0.63484199999999902,2.9348389999999966,-0.61515800000000098,0.28483899999999807,0.70183899999999966,2.0148389999999949,1.0518390000000011,1.4848420000000004,0.96950000000001069,4.7095000000000056,2.3095030000000065,9.5030000000093651E-3,-1.5404999999999944,3.8765000000000072,9.2500000000001137E-2,-0.24049699999999063,0.30949999999999989,1.542500000000004,-0.64049699999999632,-0.29049999999999443,-0.65749999999999886,-1.17349999999999,-5.7499999999990337E-2,4.8925000000000125,3.6895000000000095,-0.57349999999999568,-0.36049999999998761,3.4537063925471454,4.7162286980087229,4.0836434267612063,3.3448524994280393,2.6188513283348041,3.8800168048503418,0.11314683345547345,0.24050403100570994,0.30987096502253952,2.0075152567093997,2.389288427320988,0.69815085401651955,3.0075881044320179,1.3249609862044911,0.29058476546611628,4.9425837607390246,{"$f":"SQRT(AK144^2+BD144^2)","v":4.2038061855800448},1.1980265155333574,1.5279777534257468,"Portland (PDX)"]
[null,null,null,null,null,null,null,null,null,null,97218,"Portland","Multnomah","4C",null,97868,"Pilot Rock","OR",45.402303000000003,118.76751,3.1823030000000045,0.11930300000000216,3.2353030000000018,3.2123030000000057,1.9853030000000018,-0.29769699999999943,-0.19769699999999801,-0.13069699999999784,-0.14769399999999422,1.1523030000000034,2.1693030000000064,0.50230600000000436,2.802303000000002,-0.74769399999999564,0.15230300000000341,0.569303000000005,1.8823030000000003,0.91930300000000642,1.3523060000000058,-2.9724899999999934,0.76751000000000147,-1.6324869999999976,-3.9324869999999947,-5.4824899999999985,-6.548999999999694E-2,-3.849490000000003,-4.1824869999999947,-3.6324900000000042,-2.3994900000000001,-4.5824870000000004,-4.2324899999999985,-4.599490000000003,-5.1154899999999941,-3.9994899999999944,0.9505100000000084,-0.25248999999999455,-4.5154899999999998,-4.3024899999999917,4.3546238854703621,0.77672698286399378,3.6238376490921889,5.0777302576030952,5.8308768295950983,0.30481542596955169,3.8545631871729671,4.1845285530126279,3.6354913172411827,2.661832914348496,5.0700160365602427,4.2621922666318079,5.3859270663377012,5.169843736297639,4.0023888446662648,1.107959911688605,1.8991618635358594,4.6081197842405324,4.5100057336699635,"Pendleton"]
[null,null,null,null,null,null,null,null,null,null,97219,"Portland","Multnomah","4C",null,97751,"Paulina","OR",44.113537000000001,119.79376999999999,1.893537000000002,-1.1694630000000004,1.9465369999999993,1.9235370000000032,0.6965369999999993,-1.586463000000002,-1.4864630000000005,-1.4194630000000004,-1.4364599999999967,-0.13646299999999911,0.8805370000000039,-0.78645999999999816,1.5135369999999995,-2.0364599999999982,-1.1364629999999991,-0.71946299999999752,0.59353699999999776,-0.3694629999999961,6.3540000000003261E-2,-1.9462299999999999,1.793769999999995,-0.60622700000000407,-2.9062270000000012,-4.456230000000005,0.96076999999999657,-2.8232300000000095,-3.1562270000000012,-2.6062300000000107,-1.3732300000000066,-3.5562270000000069,-3.206230000000005,-3.5732300000000095,-4.0892300000000006,-2.9732300000000009,1.9767700000000019,0.77376999999999896,-3.4892300000000063,-3.2762299999999982,2.7153809278384879,2.1413207422684213,2.0387539007683104,3.4851327042019533,4.5103380810388307,1.8547085601972617,3.1906425502191644,3.4607288370945808,2.9758783820075791,1.3799937620398934,3.6636178681595681,3.3012770475226749,3.8805627018860376,4.568256924090413,3.1830244710446389,2.1036270204741627,0.97519545900757543,3.508736083160009,3.2768460971641602,"Burns"]
[null,null,null,null,null,null,null,null,null,null,97220,"Portland","Multnomah","4C",null,97621,"Beatty","OR",42.476579000000001,121.23054999999999,{"$f":"$S147-VLOOKUP(U$18,$A$19:$F$37,5,FALSE)","v":0.25657900000000211},-2.8064210000000003,0.30957899999999938,0.28657900000000325,-0.94042100000000062,-3.2234210000000019,-3.1234210000000004,-3.0564210000000003,-3.0734179999999967,-1.773420999999999,-0.75642099999999601,-2.4234179999999981,-0.12342100000000045,-3.6734179999999981,-2.773420999999999,-2.3564209999999974,{"$f":"$S147-VLOOKUP(AK$18,$A$19:$F$37,5,FALSE)","v":-1.0434210000000022},-2.006420999999996,-1.5734179999999967,{"$f":"$T147-VLOOKUP(AN$18,$A$19:$F$37,6,FALSE)","v":-0.50945000000000107},3.2305499999999938,0.83055299999999477,-1.4694470000000024,-3.0194500000000062,2.3975499999999954,-1.3864500000000106,-1.7194470000000024,-1.1694500000000119,6.3549999999992224E-2,-2.1194470000000081,-1.7694500000000062,-2.1364500000000106,-2.6524500000000018,-1.5364500000000021,3.4135500000000008,{"$f":"$T147-VLOOKUP(BD$18,$A$19:$F$37,6,FALSE)","v":2.2105499999999978},-2.0524500000000074,-1.8394499999999994,0.57041395998082145,4.2793050991651622,0.88637319626102806,1.4971312597932116,3.1625100726702895,4.0172987125357,3.4173092259467874,3.5068799972411391,3.2883904125307271,1.7745592821151386,2.2503840372367621,3.0006512801763572,2.1400119966348425,4.5309481132787202,3.1705744977434298,4.1478962778426594,2.4444342261024317,2.8702397516132714,2.4205826788655633,"Klamath Falls"]
[null,null,null,null,null,null,null,null,null,null,97221,"Portland","Multnomah",{"$f":"IFERROR(VLOOKUP(M148,$H$19:$I$36,2,FALSE),\"4C\")","v":"4C"},null,97364,"Neotsu","OR",44.997061000000002,123.98589,2.7770610000000033,-0.28593899999999906,2.8300610000000006,2.8070610000000045,1.5800610000000006,-0.70293900000000065,-0.60293899999999923,-0.53593899999999906,-0.55293599999999543,0.7470610000000022,1.7640610000000052,9.7064000000003148E-2,2.3970610000000008,-1.1529359999999969,-0.2529389999999978,0.16406100000000379,1.4770609999999991,0.51406100000000521,0.94706400000000457,2.2458900000000028,5.9858899999999977,3.5858929999999987,1.2858930000000015,-0.26411000000000229,5.1528899999999993,1.3688899999999933,1.0358930000000015,1.585889999999992,2.8188899999999961,0.63589299999999582,0.98588999999999771,0.61888999999999328,0.10289000000000215,1.2188900000000018,6.1688900000000046,4.9658900000000017,0.70288999999999646,0.91589000000000453,3.5715668396126974,5.9927155951055253,4.5681368052161044,3.0875738477273753,1.6019821646388586,5.2006152126283096,1.4957925223175106,1.1663211046577191,1.6795193694018447,2.9162031770473371,1.8751722905295964,0.99065660659786448,2.4756668333644969,1.1575179360148131,1.2448578110856692,6.1710712071585316,5.180904620799442,0.87081172696570897,1.3174918262349931,{"$f":"INDEX($BG$18:$BY$18,MATCH(MIN(BG148:BY148),BG148:BY148,0))","v":"Corvallis"}]
[null,null,null,null,null,null,null,null,null,null,97222,"Portland","Clackamas","4C",null,97856,"Long Creek","OR",44.743532000000002,119.11886,2.523532000000003,-0.53946799999999939,2.5765320000000003,2.5535320000000041,1.3265320000000003,-0.95646800000000098,-0.85646799999999956,-0.78946799999999939,-0.80646499999999577,0.49353200000000186,1.5105320000000049,-0.15646499999999719,2.1435320000000004,-1.4064649999999972,-0.50646799999999814,-8.946799999999655E-2,1.2235319999999987,0.26053200000000487,0.69353500000000423,-2.6211399999999969,1.118859999999998,-1.2811370000000011,-3.5811369999999982,-5.131140000000002,0.28585999999999956,-3.4981400000000065,-3.8311369999999982,-3.2811400000000077,-2.0481400000000036,-4.2311370000000039,-3.881140000000002,-4.2481400000000065,-4.7641399999999976,-3.6481399999999979,1.3018600000000049,9.8860000000001946E-2,-4.1641400000000033,-3.9511399999999952,3.6384871381693791,1.2421245600276949,2.877469228296456,4.3983028417553296,5.2998381906077112,0.99827199431016878,3.601460938927985,3.9116327071688346,3.3787964567024518,2.1067632269963363,4.4926859711973028,3.8842925991517445,4.7583004208040558,4.967411170401034,3.6831284656693666,1.3049306428404583,1.2275193907323816,4.1722822127253121,4.0115455993700193,"Pendleton"]
[null,null,null,null,null,null,null,null,null,null,97223,"Portland","Washington","4C",null,97214,"Portland","OR",45.51379,122.64579999999999,3.2937900000000013,0.23078999999999894,3.3467899999999986,3.3237900000000025,2.0967899999999986,-0.18621000000000265,-8.621000000000123E-2,-1.921000000000106E-2,-3.6206999999997436E-2,1.2637900000000002,2.2807900000000032,0.61379300000000114,2.9137899999999988,-0.63620699999999886,0.26379000000000019,0.68079000000000178,1.9937899999999971,1.0307900000000032,1.4637930000000026,0.90579999999999927,4.6457999999999942,2.2458029999999951,-5.4197000000002049E-2,-1.6042000000000058,3.8127999999999957,2.8799999999989723E-2,-0.30419700000000205,0.24579999999998847,1.4787999999999926,-0.70419700000000773,-0.35420000000000584,-0.72120000000001028,-1.2372000000000014,-0.12120000000000175,4.8288000000000011,3.6257999999999981,-0.63720000000000709,-0.42419999999999902,3.4160688230918308,4.6515289598259999,4.0304633007768436,3.3242318329065164,2.6400730944615933,3.817344365406397,9.0893366644654666E-2,0.3048029509519245,0.24845238346410395,1.9452543803060767,{"$f":"SQRT(AE150^2+AX150^2)","v":2.3870266942179397},0.70866034660407351,3.0017164429872465,1.3911948773802332,0.29030088546196431,4.876554568965676,4.1378284406316279,1.2118382169662811,1.5240195493657576,"Portland (PDX)"]
[null,null,null,null,null,null,null,null,null,null,97224,"Portland","Washington","4C",null,97425,"Crescent Lake","OR",43.472276000000001,121.92768,1.2522760000000019,-1.8107240000000004,1.3052759999999992,1.2822760000000031,5.5275999999999215E-2,-2.227724000000002,-2.1277240000000006,-2.0607240000000004,-2.0777209999999968,-0.77772399999999919,0.23927600000000382,-1.4277209999999982,0.87227599999999939,-2.6777209999999982,-1.7777239999999992,-1.3607239999999976,-4.772400000000232E-2,-1.0107239999999962,-0.57772099999999682,0.18768000000000029,3.9276799999999952,1.5276829999999961,-0.77231700000000103,-2.3223200000000048,3.0946799999999968,-0.68932000000000926,-1.022317000000001,-0.47232000000001051,0.76067999999999358,-1.4223170000000067,-1.0723200000000048,-1.4393200000000093,-1.9553200000000004,-0.83932000000000073,4.1106800000000021,2.9076799999999992,-1.3553200000000061,-1.142319999999998,1.2662618064902711,4.3249730157049493,2.0093682551152705,1.4968985565712225,2.3229777481878777,3.8131087740288749,2.2365981942619944,2.3003728942641026,2.1307300946485448,1.0878826602975107,1.4423032457375324,1.785569219112215,1.6830054909524286,3.3156396149522935,1.9658994589184864,4.330041554832472,2.9080716226695649,1.6906966926613445,1.2801002055468125,"Redmond"]
[null,null,null,null,null,null,null,null,null,null,97225,"Portland","Washington","4C",null,97007,"Beaverton","OR",45.469079000000001,122.85602,3.2490790000000018,0.18607899999999944,3.3020789999999991,3.279079000000003,2.0520789999999991,-0.23092100000000215,-0.13092100000000073,-6.3921000000000561E-2,-8.0917999999996937E-2,1.2190790000000007,2.2360790000000037,0.56908200000000164,2.8690789999999993,-0.68091799999999836,0.21907900000000069,0.63607900000000228,1.9490789999999976,0.9860790000000037,1.4190820000000031,1.116020000000006,4.8560200000000009,2.4560230000000018,0.15602300000000469,-1.3939799999999991,4.0230200000000025,0.23901999999999646,-9.3976999999995314E-2,0.45601999999999521,1.6890199999999993,-0.493977000000001,-0.14397999999999911,-0.51098000000000354,-1.0269799999999947,8.9020000000004984E-2,5.0390200000000078,3.8360200000000049,-0.42698000000000036,-0.21397999999999229,3.4354060878797172,4.8595838952158248,4.115309793778593,3.2827887938108389,2.4807677163815627,4.0296419727614792,0.27252682187446886,0.11365549159631132,0.46314356642837556,2.0830127624767445,2.2899918276644606,0.58701325634435353,2.9142262898822731,1.2322082791168005,0.2364744566353863,5.0790076840502101,4.3027849572853425,1.0745527975120661,1.4351240932839242,"Portland (Hillsboro)"]
[null,null,null,null,null,null,null,null,null,null,97226,"Portland","Multnomah","4C",null,97042,"Mulino","OR",45.213070000000002,122.54321,2.993070000000003,-6.9929999999999382E-2,3.0460700000000003,3.0230700000000041,1.7960700000000003,-0.48693000000000097,-0.38692999999999955,-0.31992999999999938,-0.33692699999999576,0.96307000000000187,1.9800700000000049,0.31307300000000282,2.6130700000000004,-0.93692699999999718,-3.6929999999998131E-2,0.38007000000000346,1.6930699999999987,0.73007000000000488,1.1630730000000042,0.80321000000000708,4.543210000000002,2.1432130000000029,-0.15678699999999424,-1.706789999999998,3.7102100000000036,-7.3790000000002465E-2,-0.40678699999999424,0.14320999999999628,1.3762100000000004,-0.80678699999999992,-0.45678999999999803,-0.82379000000000246,-1.3397899999999936,-0.22378999999999394,4.7262100000000089,3.5232100000000059,-0.73978999999999928,-0.52678999999999121,3.0989698819123799,4.5437481564232867,3.7245005582318034,3.0271330311482885,2.4777004558662843,3.7420260647141443,0.39390327365991773,0.51752378522053932,0.36609958676430659,1.679719556652242,2.1381259243246222,0.553779565738029,2.7398475849944659,1.6348912647111973,0.22681664180566016,4.741467512173851,3.9088994268208075,1.0393706985479272,1.2768110695905643,"Aurora"]
[null,null,null,null,null,null,null,null,null,null,97228,"Portland","Multnomah","4C",null,97208,"Portland","OR",45.532164999999999,122.564824,3.3121650000000002,0.24916499999999786,3.3651649999999975,3.3421650000000014,2.1151649999999975,-0.16783500000000373,-6.783500000000231E-2,-8.3500000000213959E-4,-1.7831999999998516E-2,1.2821649999999991,2.2991650000000021,0.63216800000000006,2.9321649999999977,-0.61783199999999994,0.28216499999999911,0.6991650000000007,2.012164999999996,1.0491650000000021,1.4821680000000015,0.82482400000000666,4.5648240000000015,2.1648270000000025,-0.13517299999999466,-1.6851759999999985,3.7318240000000031,-5.2176000000002887E-2,-0.38517299999999466,0.16482399999999586,1.397824,-0.78517300000000034,-0.43517599999999845,-0.80217600000000289,-1.318175999999994,-0.20217599999999436,4.7478240000000085,3.5448240000000055,-0.7181759999999997,-0.50517599999999163,3.4133226654099103,4.5716191167026388,4.0013511989269315,3.3448974015885757,2.7043929315469275,3.7355961979583694,8.5579917042496692E-2,0.38517390507924587,0.16578579915058642,1.896802315003068,2.4295382971161432,0.76747282114743232,3.0399141307282007,1.4557830701035042,0.34711989600280363,4.7990274464938292,4.0760992601016257,1.2714259570265993,1.5658942401069096,"Portland (PDX)"]
[null,null,null,null,null,null,null,null,null,null,97229,"Portland","Washington","4C",null,97018,"Columbia City","OR",45.891952000000003,122.81319999999999,3.6719520000000045,0.60895200000000216,3.7249520000000018,3.7019520000000057,2.4749520000000018,0.19195200000000057,0.29195200000000199,0.35895200000000216,0.34195500000000578,1.6419520000000034,2.6589520000000064,0.99195500000000436,3.291952000000002,-0.25804499999999564,0.64195200000000341,1.058952000000005,2.3719520000000003,1.4089520000000064,1.8419550000000058,1.0731999999999999,4.8131999999999948,2.4132029999999958,0.11320299999999861,-1.4368000000000052,3.9801999999999964,0.19619999999999038,-0.13679700000000139,0.41319999999998913,1.6461999999999932,-0.53679700000000707,-0.18680000000000518,-0.55380000000000962,-1.0698000000000008,4.6199999999998909E-2,4.9962000000000018,3.7931999999999988,-0.46980000000000643,-0.25679999999999836,3.8255705104342326,4.8515684864076638,4.4383348365702417,3.7036824282750054,2.8617794538196026,3.9848259196988733,0.35175333730328329,0.38413533749578666,0.53634640114854415,2.3250765170858334,2.7125959443885193,1.0093903912882323,3.3382094617180664,1.1004813774094495,0.64361231366716742,5.1071903996526338,4.4737593286076525,1.4852130413863274,1.859770002453266,"Portland (PDX)"]
[null,null,null,null,null,null,null,null,null,null,97230,"Portland","Multnomah","4C",null,97466,"Powers","OR",42.873137,124.07835,0.65313700000000097,-2.4098630000000014,0.70613699999999824,0.6831370000000021,-0.54386300000000176,-2.826863000000003,-2.7268630000000016,-2.6598630000000014,-2.6768599999999978,-1.3768630000000002,-0.35986299999999716,-2.0268599999999992,0.27313699999999841,-3.2768599999999992,-2.3768630000000002,-1.9598629999999986,-0.6468630000000033,-1.6098629999999972,-1.1768599999999978,2.3383500000000055,6.0783500000000004,3.6783530000000013,1.3783530000000042,-0.17164999999999964,5.245350000000002,1.4613499999999959,1.1283530000000042,1.6783499999999947,2.9113499999999988,0.72835299999999847,1.0783500000000004,0.71134999999999593,0.1953500000000048,1.3113500000000045,6.2613500000000073,5.0583500000000043,0.79534999999999911,1.0083500000000072,2.4278526856605254,6.5386373504935271,3.7455186897648778,1.5383540403229727,0.57030753569368331,5.9585947205082705,3.0937559120378255,2.8892995122309517,3.1594996727488311,3.2205140184866443,0.81240351511917752,2.2958658893977231,0.76198598626811598,3.2826777304663941,2.714611674488455,6.560912040354534,5.0995427700205678,1.7956170252225248,1.5497642343595395,"North Bend"]
[null,null,null,null,null,null,null,null,null,null,97231,"Portland","Multnomah","4C",null,97076,"Beaverton","OR",45.548616000000003,123.11472500000001,3.3286160000000038,0.26561600000000141,3.3816160000000011,3.3586160000000049,2.1316160000000011,-0.15138400000000019,-5.1383999999998764E-2,1.5616000000001407E-2,-1.3809999999949696E-3,1.2986160000000027,2.3156160000000057,0.64861900000000361,2.9486160000000012,-0.60138099999999639,0.29861600000000266,0.71561600000000425,2.0286159999999995,1.0656160000000057,1.498619000000005,1.3747250000000122,5.1147250000000071,2.714728000000008,0.41472800000001087,-1.1352749999999929,4.2817250000000087,0.49772500000000264,0.16472800000001087,0.71472500000000139,1.9477250000000055,-0.23527199999999482,0.11472500000000707,-0.25227499999999736,-0.76827499999998849,0.34772500000001116,5.297725000000014,4.0947250000000111,-0.16827499999999418,4.4725000000013893E-2,3.601326602945234,5.121617291938267,4.3364818557720319,3.3841248129228392,2.4150851117674899,4.2844003187238551,0.50037035391897722,0.16546653268864861,0.7147263341909279,2.3409477121629667,2.3275374053793474,0.65868690042083444,2.959388279878294,0.97565648810735528,0.45834942029090575,5.3458391703343597,4.5696887969621178,1.0788206222913104,1.4992862411114218,"Portland (Hillsboro)"]
[null,null,null,null,null,null,null,null,null,null,97232,"Portland","Multnomah","4C",null,97423,"Coquille","OR",43.187218999999999,124.16396,0.96721900000000005,-2.0957810000000023,1.0202189999999973,0.99721900000000119,-0.22978100000000268,-2.5127810000000039,-2.4127810000000025,-2.3457810000000023,-2.3627779999999987,-1.0627810000000011,-4.5780999999998073E-2,-1.7127780000000001,0.58721899999999749,-2.9627780000000001,-2.0627810000000011,-1.6457809999999995,-0.33278100000000421,-1.2957809999999981,-0.86277799999999871,2.4239600000000081,6.163960000000003,3.7639630000000039,1.4639630000000068,-8.6039999999997008E-2,5.3309600000000046,1.5469599999999986,1.2139630000000068,1.7639599999999973,2.9969600000000014,0.8139630000000011,1.163960000000003,0.79695999999999856,0.28096000000000743,1.3969600000000071,6.3469600000000099,5.143960000000007,0.88096000000000174,1.0939600000000098,2.609807402005182,6.5105069604110746,3.899777464590771,1.7713366137835074,0.24536134487934469,5.8934881755681046,2.8661118951570974,2.6412865549443945,2.9486055617671187,3.179822745934278,0.81524944975755831,2.0708479806311249,0.98993504613231809,2.9760698914649173,2.4912973920351269,6.5568663507472165,5.1547131516274574,1.5668882926236312,1.3932459793173706,"North Bend"]
[null,null,null,null,null,null,null,null,null,null,97233,"Portland","Multnomah","4C",null,97103,"Astoria","OR",46.155006999999998,123.74169999999999,3.9350069999999988,0.87200699999999642,3.9880069999999961,3.9650069999999999,2.7380069999999961,0.45500699999999483,0.55500699999999625,0.62200699999999642,0.60501000000000005,1.9050069999999977,2.9220070000000007,1.2550099999999986,3.5550069999999963,5.0099999999986267E-3,0.90500699999999767,1.3220069999999993,2.6350069999999945,1.6720070000000007,2.10501,2.0016999999999996,5.7416999999999945,3.3417029999999954,1.0417029999999983,-0.50830000000000553,4.9086999999999961,1.12469999999999,0.79170299999999827,1.3416999999999888,2.5746999999999929,0.39170299999999258,0.74169999999999447,0.37469999999999004,-0.14130000000000109,0.97469999999999857,5.9247000000000014,4.7216999999999985,0.45869999999999322,0.6717000000000013,4.4148706640227857,5.8075395046481546,5.2029970951613969,4.0995640805161218,2.7847892598990294,4.9297431028451122,1.2541861345306657,1.006819918484926,1.4718002548239928,3.2028318344941176,2.9481445263517863,1.4577959356850971,3.5746992684768557,0.14138879057407733,1.3300668254072774,6.0704013539509081,5.4071908399878916,1.7337857705175099,2.2095809535067961,"Astoria"]
[null,null,null,null,null,null,null,null,null,null,97236,"Portland","Multnomah","4C",null,97826,"Echo","OR",45.720227999999999,119.22893999999999,3.5002279999999999,0.43722799999999751,3.5532279999999972,3.530228000000001,2.3032279999999972,2.0227999999995916E-2,0.12022799999999734,0.18722799999999751,0.17023100000000113,1.4702279999999988,2.4872280000000018,0.82023099999999971,3.1202279999999973,-0.42976900000000029,0.47022799999999876,0.88722800000000035,2.2002279999999956,1.2372280000000018,1.6702310000000011,-2.5110600000000005,1.2289399999999944,-1.1710570000000047,-3.4710570000000018,-5.0210600000000056,0.39593999999999596,-3.3880600000000101,-3.7210570000000018,-3.1710600000000113,-1.9380600000000072,-4.1210570000000075,-3.7710600000000056,-4.1380600000000101,-4.6540600000000012,-3.5380600000000015,1.4119400000000013,0.20893999999999835,-4.0540600000000069,-3.8410599999999988,4.3077857857121913,1.3044009535353707,3.7412302411416745,4.950832902576396,5.5241200877229346,0.39645637286339164,3.3901925219055138,3.7257642868588738,3.1756259409699172,2.4326214123007355,4.8134617398742323,3.8592321019810458,5.1826019850634939,4.6738609175884784,3.5691711832838742,1.6675575215218228,2.2101265066923159,4.2386478513299561,4.1884858262814975,"Pendleton"]
[null,null,null,null,null,null,null,null,null,null,97238,"Portland","Multnomah","4C",null,97438,"Fall Creek","OR",43.958388999999997,122.75700999999999,1.738388999999998,-1.3246110000000044,1.7913889999999952,1.7683889999999991,0.54138899999999524,-1.741611000000006,-1.6416110000000046,-1.5746110000000044,-1.5916080000000008,-0.29161100000000317,0.72538899999999984,-0.94160800000000222,1.3583889999999954,-2.1916080000000022,-1.2916110000000032,-0.87461100000000158,0.4383889999999937,-0.52461100000000016,-9.16080000000008E-2,1.0170099999999991,4.757009999999994,2.3570129999999949,5.701299999999776E-2,-1.492990000000006,3.9240099999999956,0.14000999999998953,-0.19298700000000224,0.35700999999998828,1.5900099999999924,-0.59298700000000792,-0.24299000000000603,-0.60999000000001047,-1.1259900000000016,-9.9900000000019418E-3,4.9400100000000009,3.7370099999999979,-0.52599000000000729,-0.31298999999999921,2.0140272231082159,4.9379893115944418,2.9605041515745185,1.7693078130981044,1.5881187579715228,4.2931414320309766,1.6475707800944432,1.5863933255942597,1.6311566956500512,1.6165298560252384,0.93692197299989133,0.97245553408061136,1.4890629521349996,2.463939752868161,1.2916496333839949,5.0168359751362228,3.762635865376954,0.74288773137063435,0.32612078401107719,"Eugene"]
[null,null,null,null,null,null,null,null,null,null,97239,"Portland","Multnomah","4C",null,97842,"Imnaha","OR",45.479993,116.79861,3.2599930000000015,0.19699299999999909,3.3129929999999987,3.2899930000000026,2.0629929999999987,-0.22000700000000251,-0.12000700000000109,-5.3007000000000914E-2,-7.0003999999997291E-2,1.2299930000000003,2.2469930000000033,0.57999600000000129,2.8799929999999989,-0.67000399999999871,0.22999300000000034,0.64699300000000193,1.9599929999999972,0.99699300000000335,1.4299960000000027,-4.9413899999999984,-1.2013900000000035,-3.6013870000000026,-5.9013869999999997,-7.4513900000000035,-2.0343900000000019,-5.8183900000000079,-6.1513869999999997,-5.6013900000000092,-4.3683900000000051,-6.5513870000000054,-6.2013900000000035,-6.5683900000000079,-7.0843899999999991,-5.9683899999999994,-1.0183899999999966,-2.2213899999999995,-6.4843900000000048,-6.2713899999999967,5.9198724219487193,1.2174334372560203,4.893455930303042,6.7565096361818373,7.7316979409537883,2.0462516346112003,5.8196274685025235,6.1516153785666736,5.6018274243425337,4.5382501002202433,6.9260125011306535,6.228453523316686,7.1720364522323159,7.1160021804462641,5.9728197672580912,1.2065314476419566,2.9624560911765405,6.5605875281219337,6.4323573510895651,"Baker"]
[null,null,null,null,null,null,null,null,null,null,97240,"Portland","Multnomah","4C",null,97257,"Grants Pass","OR",42.421567000000003,123.33749,{"$f":"$S163-VLOOKUP(U$18,$A$19:$F$37,5,FALSE)","v":0.20156700000000427},-2.8614329999999981,0.25456700000000154,0.23156700000000541,-0.99543299999999846,-3.2784329999999997,-3.1784329999999983,-3.1114329999999981,-3.1284299999999945,-1.8284329999999969,-0.81143299999999385,-2.4784299999999959,-0.17843299999999829,-3.7284299999999959,-2.8284329999999969,-2.4114329999999953,{"$f":"$S163-VLOOKUP(AK$18,$A$19:$F$37,5,FALSE)","v":-1.098433},-2.0614329999999939,-1.6284299999999945,{"$f":"$T163-VLOOKUP(AN$18,$A$19:$F$37,6,FALSE)","v":1.5974900000000076},5.3374900000000025,2.9374930000000035,0.6374930000000063,-0.91250999999999749,4.5044900000000041,0.72048999999999808,0.3874930000000063,0.93748999999999683,2.1704900000000009,-1.250699999999938E-2,0.33749000000000251,-2.9510000000001924E-2,-0.54550999999999306,0.5704900000000066,5.5204900000000094,{"$f":"$T163-VLOOKUP(BD$18,$A$19:$F$37,6,FALSE)","v":4.3174900000000065},5.449000000000126E-2,0.26749000000000933,1.6101563761290472,6.0561207314244498,2.9485029222536006,0.67824818506060935,1.3503930381888793,5.571225457257051,{"$f":"SQRT(AA163^2+AT163^2)","v":3.2590707533879937},3.1354690460181542,3.2658784063403155,2.8379912042832323,0.81152938242431483,2.5013026136395373,0.18085678198231747,3.7681257177806531,2.8853928806297748,6.0241861652499651,4.4550280532886726,2.0621530432024135,1.650253060897021,"Sexton"]
[null,null,null,null,null,null,null,null,null,null,97242,"Portland","Multnomah","4C",null,97544,"Williams","OR",42.155391999999999,123.2978,-6.4607999999999777E-2,-3.1276080000000022,-1.1608000000002505E-2,-3.460799999999864E-2,-1.2616080000000025,-3.5446080000000038,-3.4446080000000023,-3.3776080000000022,-3.3946049999999985,-2.0946080000000009,-1.0776079999999979,-2.744605,-0.44460800000000233,-3.994605,-3.0946080000000009,-2.6776079999999993,-1.364608000000004,-2.3276079999999979,-1.8946049999999985,1.5578000000000003,5.2977999999999952,2.8978029999999961,0.59780299999999897,-0.95220000000000482,4.4647999999999968,0.68079999999999075,0.34780299999999897,0.8977999999999895,2.1307999999999936,-5.219700000000671E-2,0.29779999999999518,-6.9200000000009254E-2,-0.58520000000000039,0.53079999999999927,5.4808000000000021,4.2777999999999992,1.4799999999993929E-2,0.227800000000002,{"$f":"SQRT(U164^2+AN164^2)","v":1.5591391963721521},6.1521229377885449,2.8978262495313585,0.59880392489779044,1.580613673755866,5.7007617836271676,3.5112409364303101,3.395467968995292,3.5113228199675648,2.9879242483141999,1.0788714142440683,2.7607139377387506,0.44996101349339518,4.0372426414602582,3.1398005213172389,6.0998978058377356,4.4901812695774321,2.3276550521209085,1.908250755541576,"Sexton"]
[null,null,null,null,null,null,null,null,null,null,97251,"Portland","Multnomah","4C",null,97914,"Ontario","OR",44.057074,116.99148,1.8370740000000012,-1.2259260000000012,1.8900739999999985,1.8670740000000023,0.64007399999999848,-1.6429260000000028,-1.5429260000000014,-1.4759260000000012,-1.4929229999999976,-0.19292599999999993,0.82407400000000308,-0.84292299999999898,1.4570739999999986,-2.092922999999999,-1.1929259999999999,-0.77592599999999834,0.53707399999999694,-0.42592599999999692,7.0770000000024424E-3,-4.7485199999999992,-1.0085200000000043,-3.4085170000000033,-5.7085170000000005,-7.2585200000000043,-1.8415200000000027,-5.6255200000000087,-5.9585170000000005,-5.40852000000001,-4.1755200000000059,-6.3585170000000062,-6.0085200000000043,-6.3755200000000087,-6.8915199999999999,-5.7755200000000002,-0.82551999999999737,-2.0285200000000003,-6.2915200000000056,-6.0785199999999975,5.0914912424432188,1.5874530380064829,3.8974822468825971,6.0060912131572737,7.2866869917594279,2.4678739335460431,5.8332748873918243,6.138589609736508,5.6107849427980305,4.1799746066066055,6.411695282588302,6.0673578907403387,6.5399021332032259,7.2023173072511177,5.897431959071338,1.1329361976192627,2.0984141325953747,6.3059207787504015,6.0785241197455955,"Baker"]
[null,null,null,null,null,null,null,null,null,null,97253,"Portland","Multnomah","4C",null,97528,"Grants Pass","OR",42.396420999999997,123.535027,0.17642099999999772,-2.8865790000000047,0.22942099999999499,0.20642099999999886,-1.020579000000005,-3.3035790000000063,-3.2035790000000048,-3.1365790000000047,-3.153576000000001,-1.8535790000000034,-0.83657900000000041,-2.5035760000000025,-0.20357900000000484,-3.7535760000000025,-2.8535790000000034,-2.4365790000000018,-1.1235790000000065,-2.0865790000000004,-1.653576000000001,1.7950270000000046,5.5350269999999995,3.1350300000000004,0.83503000000000327,-0.71497300000000052,4.7020270000000011,0.91802699999999504,0.58503000000000327,1.1350269999999938,2.3680269999999979,0.18502999999999759,0.53502699999999948,0.16802699999999504,-0.34797299999999609,0.76802700000000357,5.7180270000000064,4.5150270000000035,0.25202699999999822,0.4650270000000063,1.8036757746252556,6.2425044824949882,3.1434132875174083,0.86016552485030751,1.2461010737376046,5.7465374024685554,3.3325203648245005,3.1906720176384527,3.3516157116389391,3.0072091683103794,0.85679666440818958,2.5601067709189418,0.26396492564354135,3.7696708074452623,2.9551275068886667,6.2155249171707201,4.6527302285830032,2.1017444021502709,1.7177204948724951,"Sexton"]
[null,null,null,null,null,null,null,null,null,null,97254,"Portland","Multnomah","4C",null,97307,"Keizer","OR",44.984465,122.457024,2.7644650000000013,-0.29853500000000111,2.8174649999999986,2.7944650000000024,1.5674649999999986,-0.7155350000000027,-0.61553500000000128,-0.54853500000000111,-0.56553199999999748,0.73446500000000015,1.7514650000000032,8.4468000000001098E-2,2.3844649999999987,-1.1655319999999989,-0.26553499999999985,0.15146500000000174,1.464464999999997,0.50146500000000316,0.93446800000000252,0.71702400000000921,4.4570240000000041,2.057027000000005,-0.24297299999999211,-1.7929759999999959,3.6240240000000057,-0.15997600000000034,-0.49297299999999211,5.7023999999998409E-2,1.2900240000000025,-0.8929729999999978,-0.54297599999999591,-0.90997600000000034,-1.4259759999999915,-0.30997599999999181,4.640024000000011,3.4370240000000081,-0.82597599999999716,-0.61297599999998909,2.855939451879367,4.4670108666535651,3.4884766166557593,2.8050081131707998,2.3815351063549284,3.6939870450234453,0.63598400671793764,0.73750459317484485,0.5683996653763943,1.4844530160301492,1.9659680630554524,0.54950685127666588,2.5522009436564734,1.8417036666087119,0.40815922971432961,4.6424954891524779,3.7360128095070881,0.96628334291811036,1.1175732725866305,"Aurora"]
[null,null,null,null,null,null,null,null,null,null,97255,"Portland","Multnomah","4C",null,97338,"Dallas","OR",44.920814999999997,123.33432000000001,2.7008149999999986,-0.36218500000000375,2.7538149999999959,2.7308149999999998,1.5038149999999959,-0.77918500000000535,-0.67918500000000392,-0.61218500000000375,-0.62918200000000013,0.6708149999999975,1.6878150000000005,2.0817999999998449E-2,2.3208149999999961,-1.2291820000000016,-0.3291850000000025,8.7814999999999088E-2,1.4008149999999944,0.43781500000000051,0.87081799999999987,1.5943200000000104,5.3343200000000053,2.9343230000000062,0.63432300000000907,-0.91567999999999472,4.5013200000000069,0.71732000000000085,0.38432300000000907,0.9343199999999996,2.1673200000000037,-1.567699999999661E-2,0.33432000000000528,-3.2679999999999154E-2,-0.54867999999999029,0.56732000000000937,5.5173200000000122,4.3143200000000093,5.1320000000004029E-2,0.2643200000000121,3.1362809068425337,5.3466015221470418,4.0241456885348983,2.8035185450704638,1.7606616417202308,4.5682612673341119,0.9878462666958896,0.72282407441507612,1.1264208145821879,2.2687592967578145,1.6878878050848054,0.33496753801525825,2.3210450763880011,1.3460825128958451,0.65590757475806927,5.5180187981398845,4.5360378885790915,0.44081256405075486,0.91004892809343296,"Salem"]
[null,null,null,null,null,null,null,null,null,null,97256,"Portland","Multnomah","4C",null,97019,"Corbett","OR",45.514515000000003,122.23283000000001,3.2945150000000041,0.23151500000000169,3.3475150000000014,3.3245150000000052,2.0975150000000014,-0.1854849999999999,-8.5484999999998479E-2,-1.8484999999998308E-2,-3.5481999999994684E-2,1.2645150000000029,2.281515000000006,0.61451800000000389,2.9145150000000015,-0.63548199999999611,0.26451500000000294,0.68151500000000453,1.9945149999999998,1.031515000000006,1.4645180000000053,0.49283000000001209,4.232830000000007,1.8328330000000079,-0.46716699999998923,-2.017169999999993,3.3998300000000086,-0.38416999999999746,-0.71716699999998923,-0.16716999999999871,1.0658300000000054,-1.1171669999999949,-0.76716999999999302,-1.1341699999999975,-1.6501699999999886,-0.53416999999998893,4.4158300000000139,3.212830000000011,-1.0501699999999943,-0.8371699999999862,3.3311725404315276,4.2391566383096837,3.8164294151882383,3.3571781291903511,2.9100762849322312,3.4048860060397117,0.39356609880044013,0.71740518614935067,0.17089406433226167,1.6537810538656619,2.540348952627181,0.98294566544849982,3.1274173488878971,1.7683038203951145,0.59607530910530904,4.4681111539581382,3.7815825647637356,1.4720326844622031,1.6869103654978213,"Portland (Troutdale)"]
[null,null,null,null,null,null,null,null,null,null,97258,"Portland","Multnomah","4C",null,97128,"Mcminnville","OR",45.210104000000001,123.20747,2.9901040000000023,-7.2896000000000072E-2,3.0431039999999996,3.0201040000000035,1.7931039999999996,-0.48989600000000166,-0.38989600000000024,-0.32289600000000007,-0.33989299999999645,0.96010400000000118,1.9771040000000042,0.31010700000000213,2.6101039999999998,-0.93989299999999787,-3.9895999999998821E-2,0.37710400000000277,1.6901039999999981,0.72710400000000419,1.1601070000000036,1.4674700000000058,5.2074700000000007,2.8074730000000017,0.5074730000000045,-1.0425299999999993,4.3744700000000023,0.59046999999999628,0.2574730000000045,0.80746999999999503,2.0404699999999991,-0.14252700000000118,0.20747000000000071,-0.15953000000000372,-0.67552999999999486,0.4404700000000048,5.3904700000000076,4.1874700000000047,-7.5530000000000541E-2,0.13747000000000753,3.3307942193591051,5.2079801869550169,4.1403365322815251,3.0624429817622771,2.0741482000368241,4.4018162014918367,0.70758300694405873,0.41298204869582694,0.87609077860059092,2.2550648575409089,1.9822346411424194,0.37310876745126426,2.6149747057507078,1.1574712231191706,0.44227311891635934,5.4036445338045773,4.5156789668571466,0.7310164209619413,1.1682235455378438,"Salem"]
[null,null,null,null,null,null,null,null,null,null,97259,"Portland","Multnomah","4C",null,97132,"Newberg","OR",45.310304000000002,122.97199999999999,3.0903040000000033,2.7304000000000883E-2,3.1433040000000005,3.1203040000000044,1.8933040000000005,-0.38969600000000071,-0.28969599999999929,-0.22269599999999912,-0.23969299999999549,1.0603040000000021,2.0773040000000051,0.41030700000000309,2.7103040000000007,-0.83969299999999691,6.0304000000002134E-2,0.47730400000000373,1.790303999999999,0.82730400000000515,1.2603070000000045,1.2319999999999993,4.9719999999999942,2.5720029999999952,0.272002999999998,-1.2780000000000058,4.1389999999999958,0.35499999999998977,2.2002999999997996E-2,0.57199999999998852,1.8049999999999926,-0.37799700000000769,-2.8000000000005798E-2,-0.39500000000001023,-0.91100000000000136,0.20499999999999829,5.1550000000000011,3.9519999999999982,-0.31100000000000705,-9.7999999999998977E-2,3.3268307459827318,4.9720749701121703,4.0614725738856068,3.132137079443527,2.2842688187724352,4.157304892886251,0.45820167220994762,0.22378033967486849,0.62019088533207634,2.0933871052473734,2.1114150800884763,0.41126127248867334,2.7389364308826178,1.2389533220622144,0.21368568603441729,5.1770497494631069,4.3386048924067726,0.88382855148270301,1.264111440597312,"Aurora"]
[null,null,null,null,null,null,null,null,null,null,97266,"Portland","Multnomah","4C",null,97121,"Hammond","OR",46.187902999999999,123.96437,3.9679029999999997,0.90490299999999735,4.020902999999997,3.9979030000000009,2.770902999999997,0.48790299999999576,0.58790299999999718,0.65490299999999735,0.63790600000000097,1.9379029999999986,2.9549030000000016,1.2879059999999996,3.5879029999999972,3.7905999999999551E-2,0.9379029999999986,1.3549030000000002,2.6679029999999955,1.7049030000000016,2.137906000000001,2.2243700000000075,5.9643700000000024,3.5643730000000033,1.2643730000000062,-0.28562999999999761,5.131370000000004,1.347369999999998,1.0143730000000062,1.5643699999999967,2.7973700000000008,0.6143730000000005,0.96437000000000239,0.59736999999999796,8.1370000000006826E-2,1.1973700000000065,6.1473700000000093,4.9443700000000064,0.68137000000000114,0.89437000000000921,4.5488543738296388,6.0326245479317722,5.3733058556663229,4.193073750906132,2.7855857431263864,5.1545133052800471,1.470046208222378,1.2074148096400048,1.6894311355411888,3.4030496549872731,3.0180964070980254,1.6089472837032304,3.6372927919414155,8.9766038878860394E-2,1.520972371316788,6.2949122357908305,5.6182293575742381,1.8360172429225732,2.3174425045157045,"Astoria"]
[null,null,null,null,null,null,null,null,null,null,97267,"Portland","Clackamas","4C",null,97403,"Eugene","OR",44.038580000000003,123.05562,1.8185800000000043,-1.2444199999999981,1.8715800000000016,1.8485800000000054,0.62158000000000158,-1.6614199999999997,-1.5614199999999983,-1.4944199999999981,-1.5114169999999945,-0.21141999999999683,0.80558000000000618,-0.86141699999999588,1.4385800000000017,-2.1114169999999959,-1.2114199999999968,-0.79441999999999524,0.51858000000000004,-0.44441999999999382,-1.1416999999994459E-2,1.3156200000000098,5.0556200000000047,2.6556230000000056,0.35562300000000846,-1.1943799999999953,4.2226200000000063,0.43862000000000023,0.10562300000000846,0.65561999999999898,1.8886200000000031,-0.29437699999999722,5.5620000000004666E-2,-0.31137999999999977,-0.8273799999999909,0.28862000000000876,5.2386200000000116,4.0356200000000086,-0.22737999999999658,-1.4379999999988513E-2,2.2445688229145575,5.2065223250073602,3.2488682975043841,1.8824759585527318,1.3464417108809392,4.5377126485488315,1.6218569359841808,1.498147974843939,1.6474886744038582,1.9004167755521446,0.85768114968734643,0.86321076933098639,1.4718933116228243,2.2677388324692433,1.2453272344247506,5.2985132481480228,4.0688025266409857,0.49921017697958942,1.836116251764967E-2,"Eugene"]
[null,null,null,null,null,null,null,null,null,null,97268,"Portland","Clackamas","4C",null,97053,"Warren","OR",45.821357999999996,122.86404,3.6013579999999976,0.53835799999999523,3.6543579999999949,3.6313579999999988,2.4043579999999949,0.12135799999999364,0.22135799999999506,0.28835799999999523,0.27136099999999885,1.5713579999999965,2.5883579999999995,0.92136099999999743,3.2213579999999951,-0.32863900000000257,0.57135799999999648,0.98835799999999807,2.3013579999999934,1.3383579999999995,1.7713609999999989,1.1240400000000079,4.8640400000000028,2.4640430000000038,0.1640430000000066,-1.3859599999999972,4.0310400000000044,0.24703999999999837,-8.59569999999934E-2,0.46403999999999712,1.6970400000000012,-0.48595699999999908,-0.13595999999999719,-0.50296000000000163,-1.0189599999999928,9.7040000000006899E-2,5.0470400000000097,3.8440400000000068,-0.41895999999999844,-0.20595999999999037,3.77269735941859,4.893742377543389,4.4074755016917546,3.6350613516160895,2.7752157598579554,4.032866380846758,0.33170487751010991,0.30089689598431574,0.5375592189898678,2.3128144598657268,2.6335814667507433,0.93133839925184791,3.2603858860208508,1.070646101156207,0.57954009849534771,5.1429042668286264,4.480278134866631,1.4024013754143274,1.7832945112686776,"Portland (Hillsboro)"]
[null,null,null,null,null,null,null,null,null,null,97269,"Portland","Clackamas","4C",null,97351,"Independence","OR",44.849012000000002,123.18673,2.629012000000003,-0.43398799999999937,2.6820120000000003,2.6590120000000042,1.4320120000000003,-0.85098800000000097,-0.75098799999999954,-0.68398799999999937,-0.70098499999999575,0.59901200000000188,1.6160120000000049,-5.0984999999997171E-2,2.2490120000000005,-1.3009849999999972,-0.40098799999999812,1.6012000000003468E-2,1.3290119999999987,0.36601200000000489,0.79901500000000425,1.4467300000000023,5.1867299999999972,2.7867329999999981,0.48673300000000097,-1.0632700000000028,4.3537299999999988,0.56972999999999274,0.23673300000000097,0.78672999999999149,2.0197299999999956,-0.16326700000000471,0.18672999999999718,-0.18027000000000726,-0.69626999999999839,0.41973000000000127,5.3697300000000041,4.1667300000000012,-9.6270000000004075E-2,0.116730000000004,3.000788527877968,5.204854818056309,3.8676955905853023,2.7031932652759076,1.7835922911484023,4.4361182906955934,0.94264269426118774,0.72379700015473925,1.0537191576150549,2.1066857024824523,1.6242385592741657,0.19356539754046606,2.2562252212587297,1.475585945692419,0.58048656232853446,5.3697538730414864,4.3735468202643046,0.37846095841447686,0.80749666446679991,"Salem"]
[null,null,null,null,null,null,null,null,null,null,97271,"Portland","Multnomah","4C",null,97539,"Shady Cove","OR",42.612422000000002,122.81341999999999,0.39242200000000338,-2.670577999999999,0.44542200000000065,0.42242200000000452,-0.80457799999999935,-3.0875780000000006,-2.9875779999999992,-2.920577999999999,-2.9375749999999954,-1.6375779999999978,-0.62057799999999474,-2.2875749999999968,1.2422000000000821E-2,-3.5375749999999968,-2.6375779999999978,-2.2205779999999962,-0.90757800000000088,-1.8705779999999947,-1.4375749999999954,1.0734199999999987,4.8134199999999936,2.4134229999999945,0.11342299999999739,-1.4365800000000064,3.9804199999999952,0.19641999999998916,-0.13657700000000261,0.41341999999998791,1.646419999999992,-0.5365770000000083,-0.18658000000000641,-0.55358000000001084,-1.069580000000002,4.6419999999997685E-2,4.9964200000000005,3.7934199999999976,-0.46958000000000766,-0.25657999999999959,1.1429022366256878,5.5046343157819244,2.4541824168168458,0.43738441103107822,1.6465442157695058,5.0375471494055484,2.9940279094363818,2.9237696781745641,2.9665237192756377,2.3221456721067191,0.82038523329774926,2.295171339361179,0.55371935353932866,3.6957324385059289,2.637986452293489,5.4676484406446608,3.9004785760831941,1.9286180105152984,1.4602928394760368,"Medford"]
[null,null,null,null,null,null,null,null,null,null,97272,"Portland","Multnomah","4C",null,97057,"Shaniko","OR",45.263300999999998,121.08851300000001,3.0433009999999996,-1.9699000000002798E-2,3.0963009999999969,3.0733010000000007,1.8463009999999969,-0.43669900000000439,-0.33669900000000297,-0.2696990000000028,-0.28669599999999917,1.0133009999999985,2.0303010000000015,0.36330399999999941,2.663300999999997,-0.88669600000000059,1.3300999999998453E-2,0.43030100000000004,1.7433009999999953,0.78030100000000147,1.2133040000000008,-0.65148699999998883,3.0885130000000061,0.68851600000000701,-1.6114839999999901,-3.1614869999999939,2.2555130000000077,-1.5284869999999984,-1.8614839999999901,-1.3114869999999996,-7.8486999999995533E-2,-2.2614839999999958,-1.9114869999999939,-2.2784869999999984,-2.7944869999999895,-1.6784869999999898,3.271513000000013,2.06851300000001,-2.1944869999999952,-1.9814869999999871,3.1122526066773535,3.0885758209521161,3.1719290920285386,3.4701671024400214,3.6611237938329739,2.2973995973208576,1.5651321751756295,1.8809200495653624,1.3424577265541731,1.0163361283404209,3.0391498865401463,1.9457061308391297,3.5049501031783574,2.9317891106941754,1.6785397003854172,3.2996903278595835,2.7051514574548361,2.3290862679965252,2.3234451419357742,"Redmond"]
[null,null,null,null,null,null,null,null,null,null,97280,"Portland","Multnomah","4C",null,97107,"Bay City","OR",45.534202999999998,123.88468,3.3142029999999991,0.25120299999999673,3.3672029999999964,3.3442030000000003,2.1172029999999964,-0.16579700000000486,-6.5797000000003436E-2,1.2029999999967345E-3,-1.5793999999999642E-2,1.284202999999998,2.301203000000001,0.63420599999999894,2.9342029999999966,-0.61579400000000106,0.28420299999999799,0.70120299999999958,2.0142029999999949,1.051203000000001,1.4842060000000004,2.1446800000000081,5.884680000000003,3.484683000000004,1.1846830000000068,-0.36531999999999698,5.0516800000000046,1.2676799999999986,0.93468300000000681,1.4846799999999973,2.7176800000000014,0.53468300000000113,0.88468000000000302,0.51767999999999859,1.6800000000074533E-3,1.1176800000000071,6.06768000000001,4.864680000000007,0.60168000000000177,0.81468000000000984,3.9476060882019408,5.8900391891403432,4.8457271542770544,3.5478398379433673,2.1484895265299717,5.0544000106450859,1.2693863980715236,0.93468377417071524,1.4847640057719584,3.0058213399350606,2.3625031550662543,1.0885200746132355,2.9795200666565376,0.61579629167119976,1.153247556949077,6.1080623956872868,5.2651804553698867,1.2112169787486484,1.693095080861089,"Astoria"]
[null,null,null,null,null,null,null,null,null,null,97281,"Portland","Washington","4C",null,97502,"Central Point","OR",42.387399000000002,122.92153999999999,{"$f":"$S179-VLOOKUP(U$18,$A$19:$F$37,5,FALSE)","v":0.16739900000000318},-2.8956009999999992,0.22039900000000046,0.19739900000000432,-1.0296009999999995,-3.3126010000000008,-3.2126009999999994,-3.1456009999999992,-3.1625979999999956,-1.862600999999998,-0.84560099999999494,-2.512597999999997,-0.21260099999999937,-3.762597999999997,-2.862600999999998,-2.4456009999999964,{"$f":"$S179-VLOOKUP(AK$18,$A$19:$F$37,5,FALSE)","v":-1.1326010000000011},-2.0956009999999949,-1.6625979999999956,{"$f":"$T179-VLOOKUP(AN$18,$A$19:$F$37,6,FALSE)","v":1.1815399999999983},4.9215399999999931,2.5215429999999941,0.22154299999999694,-1.3284600000000069,4.0885399999999947,0.30453999999998871,-2.8457000000003063E-2,0.52153999999998746,1.7545399999999916,-0.42845700000000875,-7.8460000000006858E-2,-0.44546000000001129,-0.96146000000000242,0.15453999999999724,5.1045400000000001,{"$f":"$T179-VLOOKUP(BD$18,$A$19:$F$37,6,FALSE)","v":3.9015399999999971},-0.36146000000000811,-0.14846000000000004,1.1933395144723051,5.7101717244581121,2.5311568145909038,0.29672826971827332,1.6807391798851532,5.2620798850645514,3.2270032223102891,3.1457297169416822,3.2053127899167597,2.5588460478897441,0.94795382379628546,2.5138227227081837,0.49359274386989299,3.883497011870098,2.8667694530256504,5.6601495442082603,4.0626099242729392,2.1265457631569991,1.6692131323482886,"Medford"]
[null,null,null,null,null,null,null,null,null,null,97282,"Portland","Multnomah","4C",null,97065,"Wasco","OR",45.585405000000002,120.69234,3.3654050000000026,0.30240500000000026,3.4184049999999999,3.3954050000000038,2.1684049999999999,-0.11459500000000133,-1.4594999999999914E-2,5.2405000000000257E-2,3.5408000000003881E-2,1.3354050000000015,2.3524050000000045,0.68540800000000246,2.9854050000000001,-0.56459199999999754,0.33540500000000151,0.7524050000000031,2.0654049999999984,1.1024050000000045,1.5354080000000039,-1.0476599999999934,2.6923400000000015,0.29234300000000246,-2.0076569999999947,-3.5576599999999985,1.8593400000000031,-1.9246600000000029,-2.2576569999999947,-1.7076600000000042,-0.47466000000000008,-2.6576570000000004,-2.3076599999999985,-2.6746600000000029,-3.1906599999999941,-2.0746599999999944,2.8753400000000084,1.6723400000000055,-2.5906599999999997,-2.3776599999999917,3.524704567708477,2.7092699126563615,3.4308828563030245,3.9445483573755316,4.1664043154289514,1.8628680172317662,1.9247153372966641,2.2582651336089783,1.7080270495703558,1.4172539044310317,3.5492182257046441,2.4072969908310018,4.0082975350671033,3.2402276713317475,2.1015971615951945,2.9721529906155659,2.6575588214797827,2.8154601790160361,2.8303259179931861,"Redmond"]
[null,null,null,null,null,null,null,null,null,null,97283,"Portland","Multnomah","4C",null,97636,"Paisley","OR",42.693562999999997,120.55234,0.47356299999999862,-2.5894370000000038,0.5265629999999959,0.50356299999999976,-0.7234370000000041,-3.0064370000000054,-2.9064370000000039,-2.8394370000000038,-2.8564340000000001,-1.5564370000000025,-0.5394369999999995,-2.2064340000000016,9.3562999999996066E-2,-3.4564340000000016,-2.5564370000000025,-2.1394370000000009,-0.82643700000000564,-1.7894369999999995,-1.3564340000000001,-1.1876599999999939,2.5523400000000009,0.15234300000000189,-2.1476569999999953,-3.6976599999999991,1.7193400000000025,-2.0646600000000035,-2.3976569999999953,-1.8476600000000047,-0.61466000000000065,-2.7976570000000009,-2.4476599999999991,-2.8146600000000035,-3.3306599999999946,-2.214659999999995,2.7353400000000079,1.5323400000000049,-2.7306600000000003,-2.5176599999999922,1.2785922690869769,3.6358800107496707,0.54815780813374926,2.205902600891068,3.7677646647009415,3.4633500358134524,3.5651363158467082,3.7163371169227903,3.4019204388045319,1.6734106042956129,2.8491888260727833,3.2953589291541525,2.8162146492355689,4.8000241699345612,3.3823200692082631,3.4726467704863171,1.7409951150330734,3.2647494256939535,2.859812069342313,"Lakeview"]
[null,null,null,null,null,null,null,null,null,null,97286,"Portland","Multnomah","4C",null,97841,"Imbler","OR",45.463939000000003,117.9624,3.2439390000000046,0.18093900000000218,3.2969390000000018,3.2739390000000057,2.0469390000000018,-0.23606099999999941,-0.13606099999999799,-6.9060999999997819E-2,-8.6057999999994195E-2,1.2139390000000034,2.2309390000000064,0.56394200000000438,2.863939000000002,-0.68605799999999562,0.21393900000000343,0.63093900000000502,1.9439390000000003,0.98093900000000644,1.4139420000000058,-3.7775999999999925,-3.7599999999997635E-2,-2.4375969999999967,-4.7375969999999938,-6.2875999999999976,-0.87059999999999604,-4.6546000000000021,-4.9875969999999938,-4.4376000000000033,-3.2045999999999992,-5.3875969999999995,-5.0375999999999976,-5.4046000000000021,-5.9205999999999932,-4.8045999999999935,0.1454000000000093,-1.0575999999999937,-5.3205999999999989,-5.1075999999999908,4.9792973395571565,0.18480444183244246,4.100205592909945,5.7587760774430166,6.612402969399322,0.90203611663890315,4.6565882098078006,4.988075105301637,4.4384343793013352,3.4268220052580793,5.831234025155398,5.0690674033163123,6.1165225214758294,5.9602164339362638,4.8093607741279856,0.64747600860650356,2.213010753638804,5.4102703889658788,5.2996990234695334,"La Grande"]
[null,null,null,null,null,null,null,null,null,null,97290,"Portland","Multnomah","4C",null,97239,"Portland","OR",45.488030999999999,122.69379600000001,3.2680310000000006,0.20503099999999819,3.3210309999999978,3.2980310000000017,2.0710309999999978,-0.2119690000000034,-0.11196900000000198,-4.4969000000001813E-2,-6.1965999999998189E-2,1.2380309999999994,2.2550310000000025,0.58803400000000039,2.888030999999998,-0.66196599999999961,0.23803099999999944,0.65503100000000103,1.9680309999999963,1.0050310000000025,1.4380340000000018,0.95379600000001119,4.6937960000000061,2.293799000000007,-6.2009999999901311E-3,-1.5562039999999939,3.8607960000000077,7.6796000000001641E-2,-0.25620099999999013,0.29379600000000039,1.5267960000000045,-0.65620099999999582,-0.30620399999999393,-0.67320399999999836,-1.1892039999999895,-7.3203999999989833E-2,4.876796000000013,3.6737960000000101,-0.58920399999999518,-0.3762039999999871,3.4043726920795589,4.6982718738464957,4.0361814571897057,3.2980368295945408,2.590548261001322,3.8666104808445678,0.13577438115123447,0.26011759525644379,0.3002596788981165,1.9656619197046608,2.3485664911519977,0.66298180576241816,2.9654555607152484,1.3610309102926261,0.24903329612121797,4.9205898870539011,4.1677239671764559,1.1650101564265434,1.4864290211012419,"Portland (PDX)"]
[null,null,null,null,null,null,null,null,null,null,97291,"Portland","Washington","4C",null,97358,"Lyons","OR",44.794701000000003,122.53703,2.5747010000000046,-0.48829899999999782,2.6277010000000018,2.6047010000000057,1.3777010000000018,-0.90529899999999941,-0.80529899999999799,-0.73829899999999782,-0.75529599999999419,0.54470100000000343,1.5617010000000064,-0.10529599999999562,2.194701000000002,-1.3552959999999956,-0.45529899999999657,-3.8298999999994976E-2,1.2747010000000003,0.31170100000000645,0.74470400000000581,0.79703000000000657,4.5370300000000015,2.1370330000000024,-0.16296699999999475,-1.7129699999999985,3.704030000000003,-7.9970000000002983E-2,-0.41296699999999475,0.13702999999999577,1.3700299999999999,-0.81296700000000044,-0.46296999999999855,-0.82997000000000298,-1.3459699999999941,-0.22996999999999446,4.7200300000000084,3.5170300000000054,-0.7459699999999998,-0.53296999999999173,2.6952443414839098,4.5632309972541396,3.3869931485744136,2.6097941571108683,2.1982552777830424,3.8130571094990198,0.80925995841941745,0.84594749038577599,0.76762573466240047,1.4743409986502456,1.760632090043238,0.47479307968419016,2.3463935476174949,1.9100948899245744,0.51008173884289787,4.7201853792304682,3.7409039897197363,0.80847310054262389,0.91577348100717559,"Salem"]
[null,null,null,null,null,null,null,null,null,null,97292,"Portland","Multnomah","4C",null,97760,"Terrebonne","OR",44.384155,121.20180999999999,2.1641550000000009,-0.89884500000000145,2.2171549999999982,2.1941550000000021,0.96715499999999821,-1.315845000000003,-1.2158450000000016,-1.1488450000000014,-1.1658419999999978,0.1341549999999998,1.1511550000000028,-0.51584199999999925,1.7841549999999984,-1.7658419999999992,-0.8658450000000002,-0.44884499999999861,0.86415499999999668,-9.8844999999997185E-2,0.33415800000000218,-0.53819000000000017,3.2018099999999947,0.80181299999999567,-1.4981870000000015,-3.0481900000000053,2.3688099999999963,-1.4151900000000097,-1.7481870000000015,-1.198190000000011,3.4809999999993124E-2,-2.1481870000000072,-1.7981900000000053,-2.1651900000000097,-2.6811900000000009,-1.5651900000000012,3.3848100000000017,2.1818099999999987,-2.0811900000000065,-1.8681899999999985,2.2300707029430713,3.3255841005942055,2.357685386346954,2.656855368851307,3.1979448197436162,2.7097433236609314,1.8657550214658492,2.09188972486458,1.6717795443969343,0.13859761947811178,2.4371838709859452,1.8707165057977166,2.8055760193095884,3.2104482218319612,1.7887166628968949,3.4144400082773467,2.3467123258134963,2.0835359728416081,1.8978396784407252,"Redmond"]
[null,null,null,null,null,null,null,null,null,null,97293,"Portland","Multnomah","4C",null,97865,"Mount Vernon","OR",44.421743999999997,119.14737,2.2017439999999979,-0.86125600000000446,2.2547439999999952,2.2317439999999991,1.0047439999999952,-1.2782560000000061,-1.1782560000000046,-1.1112560000000045,-1.1282530000000008,0.17174399999999679,1.1887439999999998,-0.47825300000000226,1.8217439999999954,-1.7282530000000023,-0.82825600000000321,-0.41125600000000162,0.90174399999999366,-6.1256000000000199E-2,0.37174699999999916,-2.5926299999999998,1.1473699999999951,-1.2526270000000039,-3.5526270000000011,-5.1026300000000049,0.31436999999999671,-3.4696300000000093,-3.8026270000000011,-3.2526300000000106,-2.0196300000000065,-4.2026270000000068,-3.8526300000000049,-4.2196300000000093,-4.7356300000000005,-3.6196300000000008,1.3303700000000021,0.1273699999999991,-4.1356300000000061,-3.9226299999999981,3.4013830949241792,1.4346497183758817,2.5793303213557173,4.1954546693612365,5.2006099086968671,1.3163460405364591,3.6642351914739417,3.9616741408986451,3.4427542388194183,2.0269191741251116,4.3675148538574033,3.8822009026979836,4.5960883954114795,5.041135777670446,3.7131831813736329,1.392485488052212,0.91069498649986447,4.1360836300099217,3.9402058257036505,"Burns"]
[null,null,null,null,null,null,null,null,null,null,97294,"Portland","Multnomah","4C",null,97908,"Ironside","OR",44.304110000000001,117.9161,2.0841100000000026,-0.97888999999999982,2.1371099999999998,2.1141100000000037,0.88710999999999984,-1.3958900000000014,-1.29589,-1.2288899999999998,-1.2458869999999962,5.4110000000001435E-2,1.0711100000000044,-0.59588699999999761,1.70411,-1.8458869999999976,-0.94588999999999857,-0.52888999999999697,0.78410999999999831,-0.17888999999999555,0.25411300000000381,-3.8238999999999947,-8.3899999999999864E-2,-2.4838969999999989,-4.7838969999999961,-6.3338999999999999,-0.91689999999999827,-4.7009000000000043,-5.0338969999999961,-4.4839000000000055,-3.2509000000000015,-5.4338970000000018,-5.0838999999999999,-5.4509000000000043,-5.9668999999999954,-4.8508999999999958,9.9100000000007071E-2,-1.1038999999999959,-5.3669000000000011,-5.153899999999993,4.3549656373041534,0.98247892705136408,3.2767336569683221,5.2302133416055776,6.3957214887845142,1.6700941596508865,4.8762477072130004,5.1817265113771649,4.6537719783815188,3.251350289049153,5.5384576588350862,5.1187030121671446,5.7110683503264124,6.2458942055376614,4.942260485051345,0.53809426878568245,1.3540397712401169,5.3698805612508744,5.1601607171452448,"Baker"]
[null,null,null,null,null,null,null,null,null,null,97296,"Portland","Multnomah","4C",null,97134,"Oceanside","OR",45.461852,123.96804,3.2418520000000015,0.17885199999999912,3.2948519999999988,3.2718520000000026,2.0448519999999988,-0.23814800000000247,-0.13814800000000105,-7.1148000000000877E-2,-8.8144999999997253E-2,1.2118520000000004,2.2288520000000034,0.56185500000000133,2.861851999999999,-0.68814499999999867,0.21185200000000037,0.62885200000000196,1.9418519999999972,0.97885200000000339,1.4118550000000027,2.2280400000000071,5.968040000000002,3.568043000000003,1.2680430000000058,-0.28195999999999799,5.1350400000000036,1.3510399999999976,1.0180430000000058,1.5680399999999963,2.8010400000000004,0.61804300000000012,0.96804000000000201,0.60103999999999758,8.5040000000006444E-2,1.2010400000000061,6.1510400000000089,4.948040000000006,0.68504000000000076,0.89804000000000883,3.9336708850009354,5.9707193435551824,4.8566429302299969,3.5089811284407091,2.0641998797364547,5.140559334498926,1.3580846628631051,1.02052613281239,1.5705155149265442,3.0519518920690745,2.3129544716126635,1.1192776610944244,2.9242855454801249,0.6933796525894016,1.2195812197242195,6.1831018040708434,5.3154387430864114,1.194751455116924,1.6732633930810246,"Astoria"]
[null,null,null,null,null,null,null,null,null,null,97298,"Portland","Washington","4C",null,97740,"Lawen","OR",43.019784999999999,119.069624,0.79978499999999997,-2.2632150000000024,0.85278499999999724,0.82978500000000111,-0.39721500000000276,-2.680215000000004,-2.5802150000000026,-2.5132150000000024,-2.5302119999999988,-1.2302150000000012,-0.21321499999999816,-1.8802120000000002,0.41978499999999741,-3.1302120000000002,-2.2302150000000012,-1.8132149999999996,-0.5002150000000043,-1.4632149999999982,-1.0302119999999988,-2.6703759999999903,1.0696240000000046,-1.3303729999999945,-3.6303729999999916,-5.1803759999999954,0.23662400000000616,-3.5473759999999999,-3.8803729999999916,-3.3303760000000011,-2.097375999999997,-4.2803729999999973,-3.9303759999999954,-4.2973759999999999,-4.813375999999991,-3.6973759999999913,1.2526240000000115,4.962400000000855E-2,-4.2133759999999967,-4.0003759999999886,2.7875731430046726,2.5032454209687511,1.5802324434569683,3.7239966790202619,5.1955822828246072,2.690639954286159,4.3865004196512976,4.6231530642359173,4.1825084657798364,2.4315458111252997,4.2856800691785164,4.3569545173572752,4.3178304658243585,5.7416735959404654,4.3179217491289652,2.2038183957851492,0.50267045626434537,4.4602169738254851,4.1309012220482719,"Burns"]
[null,null,null,null,null,null,null,null,null,null,97299,"Portland","Multnomah","4C",null,97221,"Portland","OR",45.497590000000002,122.72945,3.2775900000000036,0.21459000000000117,3.3305900000000008,3.3075900000000047,2.0805900000000008,-0.20241000000000042,-0.102409999999999,-3.5409999999998831E-2,-5.2406999999995207E-2,1.2475900000000024,2.2645900000000054,0.59759300000000337,2.897590000000001,-0.65240699999999663,0.24759000000000242,0.66459000000000401,1.9775899999999993,1.0145900000000054,1.4475930000000048,0.98945000000000505,4.7294499999999999,2.3294530000000009,2.9453000000003726E-2,-1.5205500000000001,3.8964500000000015,0.1124499999999955,-0.22054699999999627,0.32944999999999425,1.5624499999999983,-0.62054700000000196,-0.27055000000000007,-0.6375500000000045,-1.1535499999999956,-3.7549999999995975E-2,4.9124500000000069,3.7094500000000039,-0.55355000000000132,-0.34054999999999325,3.4236833251047085,4.7343158080761789,4.0643795378026653,3.3077211320347173,2.5769996217694722,3.9017037830414565,0.1520947421839387,0.22337154543271234,0.33359226032537942,1.9994326221706,2.3480729220594974,0.6559837621077248,2.9669003708584509,1.3252594071158241,0.25042126626946221,4.9572013143103311,4.2036747627046536,1.1557726725442217,1.4871112252111505,"Portland (PDX)"]
[null,null,null,null,null,null,null,null,null,null,97301,"Salem","Marion","4C",null,97341,"Depoe Bay","OR",44.821446000000002,124.05728999999999,2.6014460000000028,-0.46155399999999958,2.6544460000000001,2.6314460000000039,1.4044460000000001,-0.87855400000000117,-0.77855399999999975,-0.71155399999999958,-0.72855099999999595,0.57144600000000167,1.5884460000000047,-7.8550999999997373E-2,2.2214460000000003,-1.3285509999999974,-0.42855399999999833,-1.1553999999996734E-2,1.3014459999999985,0.33844600000000469,0.77144900000000405,2.3172899999999998,6.0572899999999947,3.6572929999999957,1.3572929999999985,-0.19271000000000527,5.2242899999999963,1.4402899999999903,1.1072929999999985,1.657289999999989,2.8902899999999931,0.70729299999999284,1.0572899999999947,0.6902899999999903,0.17428999999999917,1.2902899999999988,6.2402900000000017,5.0372899999999987,0.77428999999999348,0.98729000000000156,3.4838705824149114,6.0748493182148922,4.5190569430761736,2.9608701995806936,1.4176056260526064,5.297646943220732,1.6372481836960369,1.316209285320916,1.8103581700042004,2.9462394361314157,1.7387996097207419,1.0602039443904123,2.3262249708521288,1.339934611725883,1.3595980343527994,6.2403006962017482,5.2026966310766172,0.8450270404052127,1.2529465685738594,"Corvallis"]
[null,null,null,null,null,null,null,null,null,null,97302,"Salem","Marion","4C",null,97457,"Myrtle Creek","OR",43.042614,123.23220000000001,0.82261400000000151,-2.2403860000000009,0.87561399999999878,0.85261400000000265,-0.37438600000000122,-2.6573860000000025,-2.557386000000001,-2.4903860000000009,-2.5073829999999973,-1.2073859999999996,-0.19038599999999661,-1.8573829999999987,0.44261399999999895,-3.1073829999999987,-2.2073859999999996,-1.790385999999998,-0.47738600000000275,-1.4403859999999966,-1.0073829999999973,1.4922000000000111,5.232200000000006,2.8322030000000069,0.53220300000000975,-1.017799999999994,4.3992000000000075,0.61520000000000152,0.28220300000000975,0.83220000000000027,2.0652000000000044,-0.11779699999999593,0.23220000000000596,-0.13479999999999848,-0.65079999999998961,0.46520000000001005,5.4152000000000129,4.2122000000000099,-5.0799999999995293E-2,0.16220000000001278,1.7039233060780745,5.6916822002810443,2.9644685375636959,1.005082417618085,1.0844730134936456,5.1395195293914471,2.6303410792131134,2.5063241933566793,2.6418793213712446,2.3922441332347368,0.22388158076312967,1.8718409250491874,0.4626858469804308,3.1748023164740475,2.2558732218358388,5.7034965651779022,4.2391657472899178,1.4412815370343124,1.0203574612306212,"Roseburg"]
[null,null,null,null,null,null,null,null,null,null,97303,"Salem","Marion","4C",null,97304,"Salem","OR",44.970180999999997,123.08033,2.7501809999999978,-0.31281900000000462,2.803180999999995,2.7801809999999989,1.553180999999995,-0.72981900000000621,-0.62981900000000479,-0.56281900000000462,-0.579816000000001,0.72018099999999663,1.7371809999999996,7.0183999999997582E-2,2.3701809999999952,-1.1798160000000024,-0.27981900000000337,0.13718099999999822,1.4501809999999935,0.48718099999999964,0.920183999999999,1.3403300000000087,5.0803300000000036,2.6803330000000045,0.38033300000000736,-1.1696699999999964,4.2473300000000052,0.46332999999999913,0.13033300000000736,0.68032999999999788,1.913330000000002,-0.26966699999999832,8.0330000000003565E-2,-0.28667000000000087,-0.802669999999992,0.31333000000000766,5.2633300000000105,4.0603300000000075,-0.20266999999999769,1.0330000000010386E-2,3.0594084463603437,5.089951732154347,3.87840285551282,2.8060754771833918,1.9443505670688546,4.3095763018724993,0.78188660409358934,0.57771266010881839,0.89388785804260606,2.0443806792427393,1.757986950363966,0.10667100241396549,2.3874542218985013,1.4269705402551214,0.42008851645933704,5.2651174075856186,4.3115315888511176,0.5276556222205907,0.920241980544247,"Salem"]
[null,null,null,null,null,null,null,null,null,null,97304,"Salem","Polk","4C",null,97414,"Broadbent","OR",42.977978,124.1716,0.75797800000000137,-2.305022000000001,0.81097799999999864,0.78797800000000251,-0.43902200000000136,-2.7220220000000026,-2.6220220000000012,-2.555022000000001,-2.5720189999999974,-1.2720219999999998,-0.25502199999999675,-1.9220189999999988,0.37797799999999881,-3.1720189999999988,-2.2720219999999998,-1.8550219999999982,-0.54202200000000289,-1.5050219999999968,-1.0720189999999974,2.4316000000000031,6.171599999999998,3.7716029999999989,1.4716030000000018,-7.8400000000002024E-2,5.3385999999999996,1.5545999999999935,1.2216030000000018,1.7715999999999923,3.0045999999999964,0.82160299999999609,1.171599999999998,0.80459999999999354,0.28860000000000241,1.4046000000000021,6.3546000000000049,5.151600000000002,0.88859999999999673,1.1016000000000048,2.5470000409273683,6.5880021994899165,3.8578069555244712,1.6692886862652034,0.44596734912323066,5.9924997896106769,3.0482422030547354,2.8320401321473199,3.1231151589976571,3.2627689358095799,0.86027188149618838,2.2509561515855858,0.88895923893280315,3.1851207977659173,2.6711392940998051,6.6198223375317298,5.1800357535912838,1.7477703454641815,1.5371230583011253,"North Bend"]
[null,null,null,null,null,null,null,null,null,null,97305,"Salem","Marion","4C",null,97298,"Portland","OR",45.548616000000003,123.11472500000001,{"$f":"$S195-VLOOKUP(U$18,$A$19:$F$37,5,FALSE)","v":3.3286160000000038},0.26561600000000141,3.3816160000000011,3.3586160000000049,2.1316160000000011,-0.15138400000000019,-5.1383999999998764E-2,1.5616000000001407E-2,-1.3809999999949696E-3,1.2986160000000027,2.3156160000000057,0.64861900000000361,2.9486160000000012,-0.60138099999999639,0.29861600000000266,0.71561600000000425,{"$f":"$S195-VLOOKUP(AK$18,$A$19:$F$37,5,FALSE)","v":2.0286159999999995},1.0656160000000057,1.498619000000005,{"$f":"$T195-VLOOKUP(AN$18,$A$19:$F$37,6,FALSE)","v":1.3747250000000122},5.1147250000000071,2.714728000000008,0.41472800000001087,-1.1352749999999929,4.2817250000000087,0.49772500000000264,0.16472800000001087,0.71472500000000139,1.9477250000000055,-0.23527199999999482,0.11472500000000707,-0.25227499999999736,-0.76827499999998849,0.34772500000001116,5.297725000000014,{"$f":"$T195-VLOOKUP(BD$18,$A$19:$F$37,6,FALSE)","v":4.0947250000000111},-0.16827499999999418,4.4725000000013893E-2,3.601326602945234,5.121617291938267,4.3364818557720319,3.3841248129228392,2.4150851117674899,4.2844003187238551,0.50037035391897722,0.16546653268864861,0.7147263341909279,2.3409477121629667,2.3275374053793474,0.65868690042083444,2.959388279878294,0.97565648810735528,0.45834942029090575,5.3458391703343597,4.5696887969621178,1.0788206222913104,1.4992862411114218,"Portland (Hillsboro)"]
[null,null,null,null,null,null,null,null,null,null,97306,"Salem","Marion","4C",null,97538,"Selma","OR",42.259678000000001,123.54778,3.96780000000021E-2,-3.0233220000000003,9.2677999999999372E-2,6.9678000000003237E-2,-1.1573220000000006,-3.4403220000000019,-3.3403220000000005,-3.2733220000000003,-3.2903189999999967,-1.990321999999999,-0.97332199999999602,-2.6403189999999981,-0.34032200000000046,-3.8903189999999981,-2.990321999999999,-2.5733219999999974,-1.2603220000000022,-2.223321999999996,-1.7903189999999967,1.8077800000000082,5.547780000000003,3.147783000000004,0.84778300000000684,-0.70221999999999696,4.7147800000000046,0.93077999999999861,0.59778300000000684,1.1477799999999974,2.3807800000000015,0.19778300000000115,0.54778000000000304,0.18077999999999861,-0.33521999999999252,0.78078000000000713,5.73078000000001,4.527780000000007,0.26478000000000179,0.47778000000000986,1.8082153832118644,6.3180961407756397,3.1491470316219004,0.85064154540735437,1.3537012743157173,5.836520017277766,3.4675787622033911,3.3274587045931927,3.484766570397646,3.1031427733966743,0.9932138897402677,2.696543593224666,0.38535758988762608,3.9047348655396541,3.0905732594591582,6.2820239990057427,4.6999152409468055,2.2390330868667356,1.8529748649566182,"Sexton"]
[null,null,null,null,null,null,null,null,null,null,97307,"Keizer","Marion","4C",null,97844,"Irrigon","OR",45.886462999999999,119.51737,3.6664630000000002,0.60346299999999786,3.7194629999999975,3.6964630000000014,2.4694629999999975,0.18646299999999627,0.28646299999999769,0.35346299999999786,0.33646600000000149,1.6364629999999991,2.6534630000000021,0.98646600000000007,3.2864629999999977,-0.26353399999999993,0.63646299999999911,1.0534630000000007,2.366462999999996,1.4034630000000021,1.8364660000000015,-2.2226299999999952,1.5173699999999997,-0.88262699999999938,-3.1826269999999965,-4.7326300000000003,0.68437000000000126,-3.0996300000000048,-3.4326269999999965,-2.882630000000006,-1.6496300000000019,-3.8326270000000022,-3.4826300000000003,-3.8496300000000048,-4.3656299999999959,-3.2496299999999962,1.7003700000000066,0.49737000000000364,-3.7656300000000016,-3.5526299999999935,4.2875441743810621,1.6329664140051983,3.8227523369292422,4.8778021004852166,5.3381676842591776,0.70931709923630093,3.1128390879178172,3.4507773346737363,2.902200042391295,2.3236372968406673,4.6615336117524704,3.6196445800735741,5.0616687156775697,4.3735769646887395,3.3113713605195318,2.0002605903404245,2.4181654300872357,4.0186661579769254,3.9992233353559987,"Pendleton"]
[null,null,null,null,null,null,null,null,null,null,97308,"Salem","Marion","4C",null,97378,"Sheridan","OR",45.089531999999998,123.40787,2.8695319999999995,-0.19346800000000286,2.9225319999999968,2.8995320000000007,1.6725319999999968,-0.61046800000000445,-0.51046800000000303,-0.44346800000000286,-0.46046499999999924,0.83953199999999839,1.8565320000000014,0.18953499999999934,2.489531999999997,-1.0604650000000007,-0.16046800000000161,0.25653199999999998,1.5695319999999953,0.6065320000000014,1.0395350000000008,1.6678700000000077,5.4078700000000026,3.0078730000000036,0.70787300000000641,-0.84212999999999738,4.5748700000000042,0.79086999999999819,0.45787300000000641,1.0078699999999969,2.240870000000001,5.7873000000000729E-2,0.40787000000000262,4.0869999999998186E-2,-0.47512999999999295,0.64087000000000671,5.5908700000000096,4.3878700000000066,0.12487000000000137,0.33787000000000944,3.3190366427510289,5.4113295782020181,4.1938637644960526,2.9846892640864664,1.872577429086441,4.6154205329443219,0.94130384888408913,0.63742572206729187,1.10807488606366,2.3929714448618067,1.8574338080138966,0.44975710458535495,2.4898674534850214,1.1620389550806782,0.66065447544386557,5.5967522746610925,4.6601323839483406,0.61925243957856313,1.0930641120835538,"Salem"]
[null,null,null,null,null,null,null,null,null,null,97309,"Salem","Marion","4C",null,97368,"Otis","OR",45.009934999999999,123.91182000000001,2.7899349999999998,-0.27306500000000256,2.8429349999999971,2.819935000000001,1.5929349999999971,-0.69006500000000415,-0.59006500000000273,-0.52306500000000256,-0.54006199999999893,0.75993499999999869,1.7769350000000017,0.10993799999999965,2.4099349999999973,-1.1400620000000004,-0.24006500000000131,0.17693500000000029,1.4899349999999956,0.52693500000000171,0.95993800000000107,2.171820000000011,5.9118200000000058,3.5118230000000068,1.2118230000000096,-0.33817999999999415,5.0788200000000074,1.2948200000000014,0.96182300000000964,1.5118200000000002,2.7448200000000043,0.56182300000000396,0.91182000000000585,0.54482000000000141,2.8820000000010282E-2,1.1448200000000099,6.0948200000000128,4.8918200000000098,0.6288200000000046,0.84182000000001267,3.5356101901404582,5.9181230307104187,4.5183160798636068,3.0692911865044716,1.628437173066553,5.1254855669121815,1.4229320210835819,1.0948518062066763,1.6053867684280942,2.8480761992308108,1.8636370562837632,0.91842369102936938,2.4707520184399301,1.1404262169224282,1.1697196401809382,6.097387705126283,5.1136884160677099,0.82041153491708507,1.2767700952967309,"Corvallis"]
[null,null,null,null,null,null,null,null,null,null,97310,"Salem","Marion","4C",null,97877,"Sumpter","OR",44.744445999999897,118.2229,2.524445999999898,-0.53855400000010434,2.5774459999998953,2.5544459999998992,1.3274459999998953,-0.95555400000010593,-0.85555400000010451,-0.78855400000010434,-0.80555100000010071,0.49444599999989691,1.5114459999998999,-0.15555100000010214,2.1444459999998955,-1.4055510000001021,-0.50555400000010309,-8.8554000000101496E-2,1.2244459999998938,0.26144599999989993,0.69444899999989929,-3.5170999999999992,0.22289999999999566,-2.1770970000000034,-4.4770970000000005,-6.0271000000000043,-0.61010000000000275,-4.3941000000000088,-4.7270970000000005,-4.17710000000001,-2.9441000000000059,-5.1270970000000062,-4.7771000000000043,-5.1441000000000088,-5.6600999999999999,-4.5441000000000003,0.40590000000000259,-0.79710000000000036,-5.0601000000000056,-4.8470999999999975,4.3292978665039303,0.58285917760305572,3.3738671032399119,5.1545700028542143,6.1715514494262926,1.1337131281396569,4.4766156253263754,4.7924172875830804,4.2540659166967831,2.9853310799500838,5.3452401871501305,4.7796318397551367,5.5731870107610462,5.8320069979040055,4.5721362246674264,0.41544749477643994,1.4610394987527684,5.0668497136698267,4.896594512883504,"Baker"]
[null,null,null,null,null,null,null,null,null,null,97311,"Salem","Marion","4C",null,97002,"Aurora","OR",45.234608999999999,122.79749,3.0146090000000001,-4.8391000000002293E-2,3.0676089999999974,3.0446090000000012,1.8176089999999974,-0.46539100000000388,-0.36539100000000246,-0.29839100000000229,-0.31538799999999867,0.98460899999999896,2.001609000000002,0.33461199999999991,2.6346089999999975,-0.91538800000000009,-1.5391000000001043E-2,0.40160900000000055,1.7146089999999958,0.75160900000000197,1.1846120000000013,1.0574900000000014,4.7974899999999963,2.3974929999999972,9.7493000000000052E-2,-1.4525100000000037,3.9644899999999978,0.18048999999999182,-0.15250699999999995,0.39748999999999057,1.6304899999999947,-0.55250700000000563,-0.20251000000000374,-0.56951000000000818,-1.0855099999999993,3.049000000000035E-2,4.9804900000000032,3.7774900000000002,-0.48551000000000499,-0.27250999999999692,3.1947069541635589,4.797734047337447,3.8933530101867171,3.0461695369644164,2.3266903053438379,3.9917126328157675,0.40753800188571232,0.33510531766894025,0.50741293897967532,1.9047184891686699,2.0764639592176923,0.3911208133607843,2.6954602989064771,1.4199532212872361,3.4154399145645255E-2,4.9966559246140845,4.1484111082414419,0.89478268254420734,1.2155522574714759,"Aurora"]
[null,null,null,null,null,null,null,null,null,null,97312,"Salem","Marion","4C",null,97233,"Portland","OR",45.513241999999998,122.49985,3.2932419999999993,0.23024199999999695,3.3462419999999966,3.3232420000000005,2.0962419999999966,-0.18675800000000464,-8.6758000000003221E-2,-1.9758000000003051E-2,-3.6754999999999427E-2,1.2632419999999982,2.2802420000000012,0.61324499999999915,2.9132419999999968,-0.63675500000000085,0.2632419999999982,0.68024199999999979,1.9932419999999951,1.0302420000000012,1.4632450000000006,0.75985000000000014,4.499849999999995,2.099852999999996,-0.20014700000000119,-1.750150000000005,3.6668499999999966,-0.11715000000000941,-0.45014700000000119,9.9849999999989336E-2,1.3328499999999934,-0.85014700000000687,-0.50015000000000498,-0.86715000000000941,-1.3831500000000005,-0.26715000000000089,4.682850000000002,3.479849999999999,-0.78315000000000623,-0.57014999999999816,3.3797655085913871,4.5057364992933122,3.9505339062173559,3.3292636141004222,2.7307976023616258,3.6716028479485603,0.14577747790383383,0.45058040367175445,0.1063999648731043,1.8363740014125602,2.4335680594906357,0.79134028870328854,3.0395605065640656,1.5226821245831326,0.37505396020306131,4.7319988695121236,4.0102829941369444,1.2941106989218552,1.5704002523321881,"Portland (Troutdale)"]
[null,null,null,null,null,null,null,null,null,null,97313,"Salem","Marion","4C",null,97640,"Summer Lake","OR",42.961806000000003,120.77072,0.74180600000000396,-2.3211939999999984,0.79480600000000123,0.7718060000000051,-0.45519399999999877,-2.738194,-2.6381939999999986,-2.5711939999999984,-2.5881909999999948,-1.2881939999999972,-0.27119399999999416,-1.9381909999999962,0.3618060000000014,-3.1881909999999962,-2.2881939999999972,-1.8711939999999956,-0.5581940000000003,-1.5211939999999942,-1.0881909999999948,-0.9692799999999977,2.7707199999999972,0.37072299999999814,-1.929276999999999,-3.4792800000000028,1.9377199999999988,-1.8462800000000072,-2.179276999999999,-1.6292800000000085,-0.39628000000000441,-2.5792770000000047,-2.2292800000000028,-2.5962800000000072,-3.1122799999999984,-1.9962799999999987,2.9537200000000041,1.7507200000000012,-2.5122800000000041,-2.299279999999996,1.220565385399734,3.6145305233233231,0.87701318140892304,2.0779302789951841,3.5089301640294894,3.3544694334627638,3.22006481612343,3.3705024593322861,3.0583142367783269,1.347769127126748,2.593494944734811,2.9540266875708823,2.6213686158257175,4.455429120845821,3.0366042909862299,3.4965452698393604,1.837553008769,2.9369341129885775,2.5437861881221404,"Lakeview"]
[null,null,null,null,null,null,null,null,null,null,97314,"Salem","Marion","4C",null,97031,"Hood River","OR",45.673147,121.5368,3.4531470000000013,0.39014699999999891,3.5061469999999986,3.4831470000000024,2.2561469999999986,-2.685300000000268E-2,7.3146999999998741E-2,0.14014699999999891,0.12315000000000254,1.4231470000000002,2.4401470000000032,0.77315000000000111,3.0731469999999987,-0.47684999999999889,0.42314700000000016,0.84014700000000175,2.153146999999997,1.1901470000000032,1.6231500000000025,-0.20319999999999538,3.5367999999999995,1.1368030000000005,-1.1631969999999967,-2.7132000000000005,2.7038000000000011,-1.0802000000000049,-1.4131969999999967,-0.86320000000000618,0.36979999999999791,-1.8131970000000024,-1.4632000000000005,-1.8302000000000049,-2.3461999999999961,-1.2301999999999964,3.7198000000000064,2.5168000000000035,-1.7462000000000018,-1.5331999999999937,3.4591204725492011,3.5582536336816961,3.6858361122570265,3.6722391376948766,3.5286900580256404,2.7039333430410237,1.0826737844840479,1.4201291991991398,0.8719404581162703,1.4704079106183423,3.0400659108673986,1.6549063908571999,3.5768512023299222,2.3941679896155952,1.3009402075456777,3.8134969544512618,3.3121479803307405,2.1132118496755155,2.232782605293222,"Portland (Troutdale)"]
[null,null,null,null,null,null,null,null,null,null,97317,"Salem","Marion","4C",null,97223,"Portland","OR",45.438839999999999,122.78224,3.2188400000000001,0.15583999999999776,3.2718399999999974,3.2488400000000013,2.0218399999999974,-0.26116000000000383,-0.16116000000000241,-9.4160000000002242E-2,-0.11115699999999862,1.188839999999999,2.205840000000002,0.53884299999999996,2.8388399999999976,-0.71115700000000004,0.18883999999999901,0.6058400000000006,1.9188399999999959,0.95584000000000202,1.3888430000000014,1.0422400000000067,4.7822400000000016,2.3822430000000026,8.2243000000005395E-2,-1.4677599999999984,3.9492400000000032,0.16523999999999717,-0.1677569999999946,0.38223999999999592,1.61524,-0.56775700000000029,-0.2177599999999984,-0.58476000000000283,-1.100759999999994,1.5240000000005693E-2,4.9652400000000085,3.7622400000000056,-0.50075999999999965,-0.28775999999999158,3.3833703851632939,4.784778523944448,4.0472235787820017,3.2498808065295268,2.4984307881548342,3.9578657282934735,0.2308176838979194,0.19237597731785175,0.3980744858051023,2.0055774238856992,2.2777353043426731,0.58118086362938626,2.8984404087715845,1.3105025205046295,0.18945396063423905,5.0020646100585386,4.2233158493297687,1.0790693597725789,1.4183408251365393,"Aurora"]
[null,null,null,null,null,null,null,null,null,null,97321,"Albany","Linn","4C",null,97876,"Summerville","OR",45.525350000000003,118.01193000000001,3.3053500000000042,0.24235000000000184,3.3583500000000015,3.3353500000000054,2.1083500000000015,-0.17464999999999975,-7.4649999999998329E-2,-7.6499999999981583E-3,-2.4646999999994534E-2,1.2753500000000031,2.2923500000000061,0.62535300000000404,2.9253500000000017,-0.62464699999999596,0.27535000000000309,0.69235000000000468,2.00535,1.0423500000000061,1.4753530000000055,-3.7280699999999882,1.1930000000006658E-2,-2.3880669999999924,-4.6880669999999895,-6.2380699999999933,-0.82106999999999175,-4.6050699999999978,-4.9380669999999895,-4.388069999999999,-3.1550699999999949,-5.3380669999999952,-4.9880699999999933,-5.3550699999999978,-5.8710699999999889,-4.7550699999999892,0.19493000000001359,-1.0080699999999894,-5.2710699999999946,-5.0580699999999865,4.9823533141879794,0.24264345736079729,4.1208468448838245,{"$f":"SQRT(X206^2+AQ206^2)","v":5.7534799746752343},6.5847290792712139,0.83943943640979024,4.6056750132201012,4.9380729256450735,4.3881392183371979,3.4030845313332985,5.809460200310264,5.0271173349653315,6.1020035502611751,5.9042058584968782,4.7630356210509177,0.71926784121077725,2.2444673638527202,5.373143629887438,5.2688460405964488,"La Grande"]
[null,null,null,null,null,null,null,null,null,null,97322,"Albany","Linn","4C",null,97023,"Estacada","OR",45.267353999999997,122.28464,3.0473539999999986,-1.5646000000003824E-2,3.1003539999999958,3.0773539999999997,1.8503539999999958,-0.43264600000000542,-0.33264600000000399,-0.26564600000000382,-0.2826430000000002,1.0173539999999974,2.0343540000000004,0.36735699999999838,2.667353999999996,-0.88264300000000162,1.7353999999997427E-2,0.43435399999999902,1.7473539999999943,0.78435400000000044,1.2173569999999998,0.54464000000000112,4.284639999999996,1.884642999999997,-0.4153570000000002,-1.965360000000004,3.4516399999999976,-0.33236000000000843,-0.6653570000000002,-0.11536000000000968,1.1176399999999944,-1.0653570000000059,-0.71536000000000399,-1.0823600000000084,-1.5983599999999996,-0.4823599999999999,4.4676400000000029,3.26464,-0.99836000000000524,-0.78535999999999717,{"$f":"SQRT(U207^2+AN207^2)","v":3.0956419578039047},4.2846685667523881,3.628232925649201,3.1052582950158909,2.6993424856649813,3.4786493429082483,0.47023029561695434,0.71642706172017423,0.30527855320838104,1.5113332957742918,2.2964280382291569,0.8041710608129371,2.8785900248065888,1.8258733129790252,0.48267207389282407,4.4887047760925451,3.7028529988261729,1.2696195835430435,1.4487057655193463,"Portland (Troutdale)"]
[null,null,null,null,null,null,null,null,null,null,97324,"Alsea","Benton","4C",null,97401,"Eugene","OR",44.060920000000003,123.08275,1.8409200000000041,-1.2220799999999983,1.8939200000000014,1.8709200000000052,0.64392000000000138,-1.6390799999999999,-1.5390799999999984,-1.4720799999999983,-1.4890769999999947,-0.18907999999999703,0.82792000000000598,-0.83907699999999608,1.4609200000000016,-2.0890769999999961,-1.189079999999997,-0.77207999999999544,0.54091999999999985,-0.42207999999999402,1.0923000000005345E-2,1.3427500000000094,5.0827500000000043,2.6827530000000053,0.38275300000000811,-1.1672499999999957,4.2497500000000059,0.46574999999999989,0.13275300000000811,0.68274999999999864,1.9157500000000027,-0.26724699999999757,8.275000000000432E-2,-0.28425000000000011,-0.80024999999999125,0.31575000000000841,5.2657500000000113,4.0627500000000083,-0.20024999999999693,1.2750000000011141E-2,2.2785881613183285,5.2276024226121134,3.2839148322404821,1.909670522736586,1.3330812161680141,4.5548829083632931,1.6080081806072988,1.4780537491610368,1.6381385394492685,1.9250582611702975,0.86998418687296186,0.84314754013102244,1.4883162664232372,2.2371058925381626,1.2302883031631238,5.3220513515842844,4.0986012258940328,0.46717404561896814,1.6789116385337286E-2,"Eugene"]
[null,null,null,null,null,null,null,null,null,null,97325,"Aumsville","Marion","4C",null,97376,"Seal Rock","OR",44.505654999999997,124.04512,2.2856549999999984,-0.77734500000000395,2.3386549999999957,2.3156549999999996,1.0886549999999957,-1.1943450000000055,-1.0943450000000041,-1.0273450000000039,-1.0443420000000003,0.2556549999999973,1.2726550000000003,-0.39434200000000175,1.9056549999999959,-1.6443420000000017,-0.7443450000000027,-0.32734500000000111,0.98565499999999417,2.2655000000000314E-2,0.45565799999999967,2.3051200000000023,6.0451199999999972,3.6451229999999981,1.345123000000001,-0.20488000000000284,5.2121199999999988,1.4281199999999927,1.095123000000001,1.6451199999999915,2.8781199999999956,0.69512299999999527,1.0451199999999972,0.67811999999999273,0.1621200000000016,1.2781200000000013,6.2281200000000041,5.0251200000000011,0.76211999999999591,0.97512000000000398,3.2461973127684343,6.0948946720534041,4.3308462099402663,2.6779869238205776,1.1077660057182617,5.3472100083524863,1.7991991867008468,1.5015765495485105,1.9486072019173009,2.8894522341483642,1.4501195585723248,1.117041372270515,2.022712958732646,1.6523145909190557,1.4790673458044454,6.2367165626974783,5.120873635760308,0.76245665019395947,1.0763285870792467,"Corvallis"]
[null,null,null,null,null,null,null,null,null,null,97326,"Blodgett","Benton","4C",null,97004,"Beavercreek","OR",45.255392000000001,122.47490000000001,3.0353920000000016,-2.7608000000000743E-2,3.0883919999999989,3.0653920000000028,1.8383919999999989,-0.44460800000000233,-0.34460800000000091,-0.27760800000000074,-0.29460499999999712,1.0053920000000005,2.0223920000000035,0.35539500000000146,2.6553919999999991,-0.89460499999999854,5.3920000000005075E-3,0.4223920000000021,1.7353919999999974,0.77239200000000352,1.2053950000000029,0.73490000000001032,4.4749000000000052,2.0749030000000062,-0.225096999999991,-1.7750999999999948,3.6419000000000068,-0.14209999999999923,-0.475096999999991,7.4899999999999523E-2,1.3079000000000036,-0.87509699999999668,-0.52509999999999479,-0.89209999999999923,-1.4080999999999904,-0.2920999999999907,4.6579000000000121,3.4549000000000092,-0.80809999999999604,-0.59509999999998797,3.123088632053856,4.4749851632898228,3.7206703166328805,3.0736455184475995,2.5555166122848774,3.6689387953009045,0.37275606455697058,0.55025754067799182,0.30397716365707184,1.6496713259507212,2.2036025415380625,0.63406278555439255,2.8012406329453374,1.6682516944469052,0.29214976238907775,4.6770126589163858,3.8662539238472236,1.1178618034730408,1.344292050123407,"Aurora"]
[null,null,null,null,null,null,null,null,null,null,97327,"Brownsville","Linn","4C",null,97359,"Marion","OR",44.984465,122.457024,{"$f":"$S211-VLOOKUP(U$18,$A$19:$F$37,5,FALSE)","v":2.7644650000000013},-0.29853500000000111,2.8174649999999986,2.7944650000000024,1.5674649999999986,-0.7155350000000027,-0.61553500000000128,-0.54853500000000111,-0.56553199999999748,0.73446500000000015,1.7514650000000032,8.4468000000001098E-2,2.3844649999999987,-1.1655319999999989,-0.26553499999999985,0.15146500000000174,{"$f":"$S211-VLOOKUP(AK$18,$A$19:$F$37,5,FALSE)","v":1.464464999999997},0.50146500000000316,0.93446800000000252,{"$f":"$T211-VLOOKUP(AN$18,$A$19:$F$37,6,FALSE)","v":0.71702400000000921},4.4570240000000041,2.057027000000005,-0.24297299999999211,-1.7929759999999959,3.6240240000000057,-0.15997600000000034,-0.49297299999999211,5.7023999999998409E-2,1.2900240000000025,-0.8929729999999978,-0.54297599999999591,-0.90997600000000034,-1.4259759999999915,-0.30997599999999181,4.640024000000011,{"$f":"$T211-VLOOKUP(BD$18,$A$19:$F$37,6,FALSE)","v":3.4370240000000081},-0.82597599999999716,-0.61297599999998909,2.855939451879367,4.4670108666535651,3.4884766166557593,2.8050081131707998,2.3815351063549284,3.6939870450234453,0.63598400671793764,0.73750459317484485,0.5683996653763943,1.4844530160301492,1.9659680630554524,0.54950685127666588,2.5522009436564734,1.8417036666087119,0.40815922971432961,4.6424954891524779,3.7360128095070881,0.96628334291811036,1.1175732725866305,"Aurora"]
[null,null,null,null,null,null,null,null,null,null,97329,"Cascadia","Linn",{"$f":"IFERROR(VLOOKUP(M212,$H$19:$I$36,2,FALSE),\"4C\")","v":"4C"},null,97625,"Dairy","OR",42.330162000000001,121.55983999999999,0.11016200000000254,-2.9528379999999999,0.16316199999999981,0.14016200000000367,-1.0868380000000002,-3.3698380000000014,-3.269838,-3.2028379999999999,-3.2198349999999962,-1.9198379999999986,-0.90283799999999559,-2.5698349999999976,-0.26983800000000002,-3.8198349999999976,-2.9198379999999986,-2.502837999999997,-1.1898380000000017,-2.1528379999999956,-1.7198349999999962,-0.18016000000000076,3.5598399999999941,1.1598429999999951,-1.1401570000000021,-2.6901600000000059,2.7268399999999957,-1.0571600000000103,-1.3901570000000021,-0.84016000000001156,0.39283999999999253,-1.7901570000000078,-1.4401600000000059,-1.8071600000000103,-2.3231600000000014,-1.2071600000000018,3.7428400000000011,2.5398399999999981,-1.7231600000000071,-1.5101599999999991,0.21117123820255645,4.6251176287575602,1.1712632594310251,1.148739905676218,2.9014095994609295,4.3349122865225294,3.4364848045414114,3.4915194026230192,3.3276427471747918,1.9596176187828045,2.0049385374352551,2.945863668404396,1.8271945194324652,4.4708178013451843,3.1595393986851938,4.5025603071856786,2.8047284524252958,2.7575336516249456,2.2887585396509142,{"$f":"INDEX($BG$18:$BY$18,MATCH(MIN(BG212:BY212),BG212:BY212,0))","v":"Klamath Falls"}]
[null,null,null,null,null,null,null,null,null,null,97330,"Corvallis","Benton","4C",null,97136,"Rockaway Beach","OR",45.620061999999997,123.93449,3.4000619999999984,0.33706199999999598,3.4530619999999956,3.4300619999999995,2.2030619999999956,-7.9938000000005616E-2,2.0061999999995805E-2,8.7061999999995976E-2,7.00649999999996E-2,1.3700619999999972,2.3870620000000002,0.72006499999999818,3.0200619999999958,-0.52993500000000182,0.37006199999999723,0.78706199999999882,2.1000619999999941,1.1370620000000002,1.5700649999999996,2.1944900000000018,5.9344899999999967,3.5344929999999977,1.2344930000000005,-0.31551000000000329,5.1014899999999983,1.3174899999999923,0.98449300000000051,1.534489999999991,2.7674899999999951,0.58449299999999482,0.93448999999999671,0.56748999999999228,5.1490000000001146E-2,1.1674900000000008,6.1174900000000036,4.9144900000000007,0.65148999999999546,0.86449000000000353,4.0467527678305224,5.9440543698677555,4.9412830259855545,3.6454489834440142,2.2255400998283501,5.1021162573920229,1.3176427375977069,0.98833509443558676,1.5360887553539906,3.0880529114547191,2.4575795122219333,1.1797309711646089,3.0729170805513069,0.53243058169586954,1.2247362099423695,6.1679129770080285,5.3443869960870147,1.3104767117137162,1.7923300656756849,"Astoria"]
[null,null,null,null,null,null,null,null,null,null,97331,"Corvallis","Benton","4C",null,97106,"Banks","OR",45.644590999999998,123.12811000000001,3.4245909999999995,0.36159099999999711,3.4775909999999968,3.4545910000000006,2.2275909999999968,-5.5409000000004482E-2,4.4590999999996939E-2,0.11159099999999711,9.4594000000000733E-2,1.3945909999999984,2.4115910000000014,0.74459399999999931,3.0445909999999969,-0.50540600000000069,0.39459099999999836,0.81159099999999995,2.1245909999999952,1.1615910000000014,1.5945940000000007,1.3881100000000117,5.1281100000000066,2.7281130000000076,0.4281130000000104,-1.1218899999999934,4.2951100000000082,0.51111000000000217,0.1781130000000104,0.72811000000000092,1.961110000000005,-0.22188699999999528,0.12811000000000661,-0.23888999999999783,-0.75488999999998896,0.3611100000000107,5.3111100000000135,4.1081100000000106,-0.15488999999999464,5.8110000000013429E-2,3.6952229823626381,5.1408423651558373,4.4199818669367881,3.4810170522492436,2.4941529294293425,4.2954673866042885,0.51305144905847599,0.21018275868872563,0.73422898126946845,2.4064156933873697,2.4217772383210647,0.75553451075116396,3.0539487208171949,0.90845700885401504,0.53488549184008205,5.3727618022187755,4.6249815880045473,1.171872247039327,1.5956524674677766,"Portland (Hillsboro)"]
[null,null,null,null,null,null,null,null,null,null,97333,"Corvallis","Benton","4C",null,97709,"Bend","OR",44.001834000000002,120.94952000000001,1.7818340000000035,-1.2811659999999989,1.8348340000000007,1.8118340000000046,0.58483400000000074,-1.6981660000000005,-1.5981659999999991,-1.5311659999999989,-1.5481629999999953,-0.24816599999999767,0.76883400000000535,-0.89816299999999671,1.4018340000000009,-2.1481629999999967,-1.2481659999999977,-0.83116599999999607,0.48183399999999921,-0.48116599999999465,-4.8162999999995293E-2,-0.79047999999998808,2.9495200000000068,0.54952300000000776,-1.7504769999999894,-3.3004799999999932,2.1165200000000084,-1.6674799999999976,-2.0004769999999894,-1.4504799999999989,-0.21747999999999479,-2.4004769999999951,-2.0504799999999932,-2.4174799999999976,-2.9334799999999888,-1.8174799999999891,3.1325200000000137,1.9295200000000108,-2.3334799999999944,-2.1204799999999864,1.9493052695655428,3.2157510087001504,1.9153567122301296,2.5193078754064535,3.3518948429143709,2.7135630956283361,2.3096805220540761,2.5192017678393595,2.121485542012715,0.3299756263059388,2.5205942845061329,2.2385631563502888,2.7945210884793821,3.6359193039682438,2.2048020124165242,3.2409132154311195,1.9887713377751703,2.3825720618600332,2.1210268986905709,"Redmond"]
[null,null,null,null,null,null,null,null,null,null,97335,"Crabtree","Linn","4C",null,97861,"Mikkalo","OR",45.438822000000002,120.206698,3.218822000000003,0.15582200000000057,3.2718220000000002,3.2488220000000041,2.0218220000000002,-0.26117800000000102,-0.1611779999999996,-9.4177999999999429E-2,-0.1111749999999958,1.1888220000000018,2.2058220000000048,0.53882500000000277,2.8388220000000004,-0.71117499999999723,0.18882200000000182,0.60582200000000341,1.9188219999999987,0.95582200000000483,1.3888250000000042,-1.5333019999999919,2.2066980000000029,-0.19329899999999611,-2.4932989999999933,-4.0433019999999971,1.3736980000000045,-2.4103020000000015,-2.7432989999999933,-2.1933020000000027,-0.96030199999999866,-3.143298999999999,-2.7933019999999971,-3.1603020000000015,-3.6763019999999926,-2.560301999999993,2.3896980000000099,1.1866980000000069,-3.0763019999999983,-2.8633019999999902,3.5653653516698669,2.2121927038321081,3.2775270712970475,4.0952880595978831,4.5206255388925962,1.3983061692233261,2.4156850123490865,2.7449150987025015,2.1961178346867025,1.528226972307452,3.8400493875840991,2.8447967315484926,4.2481077056600167,3.7444580750529095,2.5672553591117433,2.4652944706237534,2.2561316475081883,3.2213707782383572,3.1823471249737914,"Pendleton"]
[null,null,null,null,null,null,null,null,null,null,97336,"Crawfordsville","Linn","4C",null,97410,"Azalea","OR",42.790958000000003,123.14894,0.57095800000000452,-2.4920419999999979,0.62395800000000179,0.60095800000000565,-0.62604199999999821,-2.9090419999999995,-2.809041999999998,-2.7420419999999979,-2.7590389999999942,-1.4590419999999966,-0.44204199999999361,-2.1090389999999957,0.19095800000000196,-3.3590389999999957,-2.4590419999999966,-2.042041999999995,-0.72904199999999975,-1.6920419999999936,-1.2590389999999942,1.4089400000000012,5.1489399999999961,2.748942999999997,0.44894299999999987,-1.1010600000000039,4.3159399999999977,0.53193999999999164,0.19894299999999987,0.74893999999999039,1.9819399999999945,-0.20105700000000581,0.14893999999999608,-0.21806000000000836,-0.73405999999999949,0.38194000000000017,5.331940000000003,4.1289400000000001,-0.13406000000000518,7.8940000000002897E-2,1.5202318774989585,5.7203021295525946,2.8188670069751405,0.75013354478586458,1.2665945323441146,5.2047923533378331,2.8589643441924872,2.7492494697667924,2.8588821813990437,2.4610749117741149,0.48561821116283999,2.1142915189540399,0.28985362058115538,3.4383116623018584,2.4885268174894124,5.7095989082740317,4.1928090537686069,1.6973444592550977,{"$f":"SQRT(AM217^2+BF217^2)","v":1.2615112869574279},"Sexton"]
[null,null,null,null,null,null,null,null,null,null,97338,"Dallas","Polk","4C",null,97458,"Myrtle Point","OR",43.075355999999999,124.05682,0.85535600000000045,-2.2076440000000019,0.90835599999999772,0.88535600000000159,-0.34164400000000228,-2.6246440000000035,-2.5246440000000021,-2.4576440000000019,-2.4746409999999983,-1.1746440000000007,-0.15764399999999767,-1.8246409999999997,0.47535599999999789,-3.0746409999999997,-2.1746440000000007,-1.7576439999999991,-0.44464400000000381,-1.4076439999999977,-0.97464099999999831,2.316820000000007,6.0568200000000019,3.6568230000000028,1.3568230000000057,-0.19317999999999813,5.2238200000000035,1.4398199999999974,1.1068230000000057,1.6568199999999962,2.8898200000000003,0.70682299999999998,1.0568200000000019,0.68981999999999744,0.1738200000000063,1.289820000000006,6.2398200000000088,5.0368200000000058,0.77382000000000062,0.98682000000000869,2.4696738244424168,6.4466084527552958,3.7679523717882923,1.6201308280706896,0.39247819701991199,5.8461142239213952,2.9063566469268709,2.6953795992522132,2.9780699439873768,3.1194307428016419,0.72418946696634523,2.1085974701874708,0.83774396991920774,3.0795504008346737,2.528381331827938,6.4826434471699974,5.0564082112835846,1.606318468777594,1.3869891100080829,"North Bend"]
[null,null,null,null,null,null,null,null,null,null,97339,"Corvallis","Benton","4C",null,97477,"Springfield","OR",44.061056999999998,123.01769,1.8410569999999993,-1.2219430000000031,1.8940569999999965,1.8710570000000004,0.64405699999999655,-1.6389430000000047,-1.5389430000000033,-1.4719430000000031,-1.4889399999999995,-0.18894300000000186,0.82805700000000115,-0.83894000000000091,1.4610569999999967,-2.0889400000000009,-1.1889430000000019,-0.77194300000000027,0.54105699999999501,-0.42194299999999885,1.1060000000000514E-2,1.2776900000000069,5.0176900000000018,2.6176930000000027,0.31769300000000555,-1.2323099999999982,4.1846900000000034,0.40068999999999733,6.7693000000005554E-2,0.61768999999999608,1.8506900000000002,-0.33230700000000013,1.769000000000176E-2,-0.34931000000000267,-0.86530999999999381,0.25069000000000585,5.2006900000000087,3.9976900000000057,-0.26530999999999949,-5.2309999999991419E-2,2.2409780483862431,5.1643351586965212,3.2310630698731342,1.8978364364449338,1.3904665962722698,4.4941923137922171,1.5902509340821052,1.4734987402431026,1.6119811598464771,1.8603099025025376,0.89224791257699332,0.83912648611517537,1.5022333485011548,2.2610687118484463,1.2150847432788412,5.2576679689144594,4.0341378277581246,0.49842280380114906,5.3466435265492621E-2,"Eugene"]
[null,null,null,null,null,null,null,null,null,null,97341,"Depoe Bay","Lincoln","4C",null,97283,"Portland","OR",45.580556999999999,122.374776,3.360557,0.29755699999999763,3.4135569999999973,3.3905570000000012,2.1635569999999973,-0.11944300000000396,-1.9443000000002542E-2,4.7556999999997629E-2,3.0560000000001253E-2,1.3305569999999989,2.3475570000000019,0.68055999999999983,2.9805569999999975,-0.56944000000000017,0.33055699999999888,0.74755700000000047,2.0605569999999958,1.0975570000000019,1.5305600000000013,0.63477600000000223,4.3747759999999971,1.9747789999999981,-0.32522099999999909,-1.8752240000000029,3.5417759999999987,-0.24222400000000732,-0.57522099999999909,-2.5224000000008573E-2,1.2077759999999955,-0.97522100000000478,-0.62522400000000289,-0.99222400000000732,-1.5082239999999985,-0.3922239999999988,4.557776000000004,3.3547760000000011,-0.90822400000000414,-0.69522399999999607,3.4199830292597948,4.3848837177769004,3.9436180711486215,3.4061188277994661,2.8631178708577472,3.5437894780058521,0.24300307904428628,0.57718356446627861,3.9625292125112579E-2,1.7969710060056578,2.5420621288808065,0.92415743451860166,3.1413736639287277,1.6121419130386738,0.5129401489696418,4.6186755173344922,3.9370569160763971,1.4246059814647036,1.6810563118991577,"Portland (Troutdale)"]
[null,null,null,null,null,null,null,null,null,null,97342,"Detroit","Marion","4C",null,97205,"Portland","OR",45.520539999999997,122.68573000000001,3.300539999999998,0.23753999999999564,3.3535399999999953,3.3305399999999992,2.1035399999999953,-0.17946000000000595,-7.9460000000004527E-2,-1.2460000000004356E-2,-2.9457000000000733E-2,1.2705399999999969,2.2875399999999999,0.62054299999999785,2.9205399999999955,-0.62945700000000215,0.27053999999999689,0.68753999999999849,2.0005399999999938,1.0375399999999999,1.4705429999999993,0.94573000000001173,4.6857300000000066,2.2857330000000076,-1.4266999999989594E-2,-1.5642699999999934,3.8527300000000082,6.8730000000002178E-2,-0.26426699999998959,0.28573000000000093,1.518730000000005,-0.66426699999999528,-0.31426999999999339,-0.68126999999999782,-1.197269999999989,-8.1269999999989295E-2,4.8687300000000135,3.6657300000000106,-0.59726999999999464,-0.38426999999998657,3.4333612574997128,4.6917471036384795,4.058424063462196,3.3305705575605198,2.621415870193045,3.8569073549283064,0.10506048020069687,0.26456057697433799,0.28724440420833364,1.9801042155654351,2.3820348231898278,0.69558554308509979,2.9989469325915006,1.3526535283467738,0.28248310480451144,4.9170360039865608,4.176091081920994,1.1971719611233773,1.5199210991854109,"Portland (PDX)"]
[null,null,null,null,null,null,null,null,null,null,97343,"Eddyville","Lincoln","4C",null,97434,"Dorena","OR",43.740859,122.88827999999999,1.5208590000000015,-1.5421410000000009,1.5738589999999988,1.5508590000000027,0.32385899999999879,-1.9591410000000025,-1.859141000000001,-1.7921410000000009,-1.8091379999999972,-0.50914099999999962,0.50785900000000339,-1.1591379999999987,1.140858999999999,-2.4091379999999987,-1.5091409999999996,-1.092140999999998,0.22085899999999725,-0.74214099999999661,-0.30913799999999725,1.1482799999999997,4.8882799999999946,2.4882829999999956,0.18828299999999842,-1.3617200000000054,4.0552799999999962,0.2712799999999902,-6.1717000000001576E-2,0.48827999999998895,1.721279999999993,-0.46171700000000726,-0.11172000000000537,-0.4787200000000098,-0.99472000000000094,0.12127999999999872,5.0712800000000016,3.8682799999999986,-0.39472000000000662,-0.18171999999999855,1.9056649905691725,5.1257663058591492,2.9442459883593242,1.5622464997464414,1.3997021148376585,4.5037239409494205,1.8788289161818323,1.7932033771912217,1.8738723706389342,1.7950012245903832,0.68636969045115193,1.1645094509895564,1.2372275846751102,2.6064178063856138,1.5140064056274658,5.1875478602400396,3.8745798296435949,0.84058143108267636,0.35859233321976891,"Eugene"]
[null,null,null,null,null,null,null,null,null,null,97344,"Falls City","Polk","4C",null,97346,"Gates","OR",44.754246999999999,122.39736000000001,2.5342470000000006,-0.5287530000000018,2.5872469999999979,2.5642470000000017,1.3372469999999979,-0.9457530000000034,-0.84575300000000198,-0.7787530000000018,-0.79574999999999818,0.50424699999999945,1.5212470000000025,-0.1457499999999996,2.154246999999998,-1.3957499999999996,-0.49575300000000055,-7.8752999999998963E-2,1.2342469999999963,0.27124700000000246,0.70425000000000182,0.65736000000001127,4.3973600000000062,1.9973630000000071,-0.30263699999999005,-1.8526399999999938,3.5643600000000077,-0.21963999999999828,-0.55263699999999005,-2.6399999999995316E-3,1.2303600000000046,-0.95263699999999574,-0.60263999999999385,-0.96963999999999828,-1.4856399999999894,-0.36963999999998975,4.5803600000000131,3.3773600000000101,-0.8856399999999951,-0.67263999999998703,2.6181157397275272,4.4290354146934812,3.2685326972172111,2.5820441186738083,2.2848423378012259,3.6876972417226801,0.87380768285075328,0.95491564484931957,0.79575437925279247,1.3296807009989318,1.7949121674271415,0.62001454184558646,2.3624101817019389,2.0384416283278672,0.61838884741640754,4.5810369748135757,3.5958206610743342,0.92624680545143734,0.97386479148800997,"Aurora"]
[null,null,null,null,null,null,null,null,null,null,97345,"Foster","Linn","4C",null,97391,"Toledo","OR",44.626888000000001,123.91515,2.4068880000000021,-0.65611200000000025,2.4598879999999994,2.4368880000000033,1.2098879999999994,-1.0731120000000018,-0.97311200000000042,-0.90611200000000025,-0.92310899999999663,0.376888000000001,1.393888000000004,-0.27310899999999805,2.0268879999999996,-1.523108999999998,-0.623111999999999,-0.20611199999999741,1.1068879999999979,0.14388800000000401,0.57689100000000337,2.1751500000000021,5.915149999999997,3.515152999999998,1.2151530000000008,-0.33485000000000298,5.0821499999999986,1.2981499999999926,0.96515300000000082,1.5151499999999913,2.7481499999999954,0.56515299999999513,0.91514999999999702,0.54814999999999259,3.2150000000001455E-2,1.1481500000000011,6.098150000000004,4.895150000000001,0.63214999999999577,0.84515000000000384,3.244131219146972,5.951426927976514,4.2903787229046557,2.7230534217956537,1.2553698638425252,5.194210044563464,1.6223872494087166,1.3238426152503937,1.774206794142376,2.7738732824417154,1.5041016155675804,0.95503300905308686,2.0997007851224874,1.5234482755843712,1.3063372409313001,6.1016322061432096,5.018734359083374,0.648318886848128,1.0232701248355736,"Corvallis"]
[null,null,null,null,null,null,null,null,null,null,97346,"Gates","Marion","4C",null,97732,"Crane","OR",43.40878,118.45927,1.1887800000000013,-1.8742200000000011,1.2417799999999986,1.2187800000000024,-8.2200000000014484E-3,-2.2912200000000027,-2.1912200000000013,-2.1242200000000011,-2.1412169999999975,-0.84121999999999986,0.17578000000000316,-1.4912169999999989,0.80877999999999872,-2.7412169999999989,-1.8412199999999999,-1.4242199999999983,-0.11122000000000298,-1.0742199999999968,-0.64121699999999748,-3.2807299999999913,0.45927000000000362,-1.9407269999999954,-4.2407269999999926,-5.7907299999999964,-0.37372999999999479,-4.1577300000000008,-4.4907269999999926,-3.9407300000000021,-2.707729999999998,-4.8907269999999983,-4.5407299999999964,-4.9077300000000008,-5.4237299999999919,-4.3077299999999923,0.64227000000001055,-0.5607299999999924,-4.8237299999999976,-4.6107299999999896,3.4894680427394582,1.9296708375523552,2.304004960265706,4.4123905286056608,5.7907358341837663,2.3215002048890732,4.6998046599087511,4.9677902126527984,4.4848816231857231,2.835392890112407,4.8938848777764461,4.7793260062470067,4.9739258982518031,6.0770978068473527,4.6847229204404321,1.5623422676545651,0.57165375998063039,4.9418943454205868,4.6551036910029078,"Burns"]
[null,null,null,null,null,null,null,null,null,null,97347,"Grand Ronde","Polk","4C",null,97468,"Remote","OR",43.138755000000003,124.127089,0.91875500000000443,-2.144244999999998,0.9717550000000017,0.94875500000000557,-0.2782449999999983,-2.5612449999999995,-2.4612449999999981,-2.394244999999998,-2.4112419999999943,-1.1112449999999967,-9.4244999999993695E-2,-1.7612419999999958,0.53875500000000187,-3.0112419999999958,-2.1112449999999967,-1.6942449999999951,-0.38124499999999983,-1.3442449999999937,-0.91124199999999433,2.3870890000000031,6.127088999999998,3.727091999999999,1.4270920000000018,-0.12291100000000199,5.2940889999999996,1.5100889999999936,1.1770920000000018,1.7270889999999923,2.9600889999999964,0.77709199999999612,1.127088999999998,0.76008899999999358,0.24408900000000244,1.3600890000000021,6.3100890000000049,5.107089000000002,0.84408899999999676,1.0570890000000048,2.5577929243678081,6.4914564031460582,3.8516908697984831,1.7136883107756251,0.304183158550896,5.8811014521045282,2.8875761008059984,2.6679495303489147,2.9659609566690097,3.161802071279284,0.78278611158412403,2.0910052597937145,0.93166101021025471,3.0211186376051131,2.5114134542018349,6.5335816600044154,5.1212992300729727,1.5872872644691565,1.3956357463482367,"North Bend"]
[null,null,null,null,null,null,null,null,null,null,97348,"Halsey","Linn","4C",null,97428,"Curtin","OR",43.745797000000003,123.18191,{"$f":"$S227-VLOOKUP(U$18,$A$19:$F$37,5,FALSE)","v":1.5257970000000043},-1.5372029999999981,1.5787970000000016,1.5557970000000054,0.32879700000000156,-1.9542029999999997,-1.8542029999999983,-1.7872029999999981,-1.8041999999999945,-0.50420299999999685,0.51279700000000616,-1.1541999999999959,1.1457970000000017,-2.4041999999999959,-1.5042029999999968,-1.0872029999999953,{"$f":"$S227-VLOOKUP(AK$18,$A$19:$F$37,5,FALSE)","v":0.22579700000000003},-0.73720299999999384,-0.30419999999999447,{"$f":"$T227-VLOOKUP(AN$18,$A$19:$F$37,6,FALSE)","v":1.4419100000000071},5.181910000000002,2.781913000000003,0.48191300000000581,-1.068089999999998,4.3489100000000036,0.56490999999999758,0.23191300000000581,0.78190999999999633,2.0149100000000004,-0.16808699999999988,0.18191000000000201,-0.18509000000000242,-0.70108999999999355,0.41491000000000611,5.3649100000000089,{"$f":"$T227-VLOOKUP(BD$18,$A$19:$F$37,6,FALSE)","v":4.161910000000006},-0.10108999999999924,0.11191000000000884,2.0993239229116201,5.4051072432754754,3.1986934687115647,1.6287247909877294,1.117552555949382,4.7678011235064144,1.9383477689282156,1.8021870609839579,1.9663470924788367,2.0770370659448996,0.53964247681034727,1.16844721237204,1.1606502803639884,2.5043372033534084,1.5603771894349761,5.4739628854522833,4.1680306060907286,0.74410177483257678,0.32413189923239366,"Eugene"]
[null,null,null,null,null,null,null,null,null,null,97350,"Idanha","Marion","4C",null,97377,"Shedd","OR",44.464480000000002,123.10916,2.2444800000000029,-0.81851999999999947,2.2974800000000002,2.2744800000000041,1.0474800000000002,-1.2355200000000011,-1.1355199999999996,-1.0685199999999995,-1.0855169999999958,0.21448000000000178,1.2314800000000048,-0.43551699999999727,1.8644800000000004,-1.6855169999999973,-0.78551999999999822,-0.36851999999999663,0.94447999999999865,-1.8519999999995207E-2,0.41448300000000415,1.3691600000000079,5.1091600000000028,2.7091630000000038,0.4091630000000066,-1.1408399999999972,4.2761600000000044,0.49215999999999838,0.1591630000000066,0.70915999999999713,1.9421600000000012,-0.24083699999999908,0.10916000000000281,-0.25784000000000162,-0.77383999999999276,0.3421600000000069,5.2921600000000097,4.0891600000000068,-0.17383999999999844,3.9160000000009632E-2,2.629123347429716,5.1743106686784888,3.5521794029819245,2.3109897513768911,1.5487834761515227,4.451073355495283,1.2375892436507347,1.0803091460174727,1.2966322003131754,1.9539670253103059,1.2548089300642593,0.44898882267713325,1.8822239866710875,1.8546686773893011,0.856805191394171,5.3049754434870007,4.1968168861650437,0.17482372836660154,0.41632879180883492,"Corvallis"]
[null,null,null,null,null,null,null,null,null,null,97351,"Independence","Polk","4C",null,97535,"Phoenix","OR",42.270808000000002,122.81805,5.0808000000003517E-2,-3.0121919999999989,0.10380800000000079,8.0808000000004654E-2,-1.1461919999999992,-3.4291920000000005,-3.329191999999999,-3.2621919999999989,-3.2791889999999952,-1.9791919999999976,-0.96219199999999461,-2.6291889999999967,-0.32919199999999904,-3.8791889999999967,-2.9791919999999976,-2.562191999999996,-1.2491920000000007,-2.2121919999999946,-1.7791889999999952,1.0780500000000046,4.8180499999999995,2.4180530000000005,0.11805300000000329,-1.4319500000000005,3.9850500000000011,0.20104999999999507,-0.13194699999999671,0.41804999999999382,1.6510499999999979,-0.53194700000000239,-0.1819500000000005,-0.54895000000000493,-1.0649499999999961,5.1050000000003593E-2,5.0010500000000064,3.7980500000000035,-0.46495000000000175,-0.25194999999999368,1.0792466147104705,5.6821568481839702,2.4202802341202148,0.14306097886216748,1.834185624020644,5.2573739904408567,3.3352571827917545,3.2648593623114905,3.3057293144207924,2.5774342038864897,1.0994457947861696,2.6354773002666865,0.64008864648891006,4.0227137358033529,2.9796293520107473,5.6191929088939494,3.998207655358089,2.2605247062051719,1.7969397041139081,"Medford"]
[null,null,null,null,null,null,null,null,null,null,97352,"Jefferson","Marion","4C",null,97109,"Buxton","OR",45.729084999999998,123.20234000000001,3.5090849999999989,0.44608499999999651,3.5620849999999962,3.539085,2.3120849999999962,2.908499999999492E-2,0.12908499999999634,0.19608499999999651,0.17908800000000014,1.4790849999999978,2.4960850000000008,0.82908799999999871,3.1290849999999963,-0.42091200000000129,0.47908499999999776,0.89608499999999935,2.2090849999999946,1.2460850000000008,1.6790880000000001,1.4623400000000117,5.2023400000000066,2.8023430000000076,0.50234300000001042,-1.0476599999999934,4.3693400000000082,0.58534000000000219,0.25234300000001042,0.80234000000000094,2.035340000000005,-0.14765699999999526,0.20234000000000663,-0.16465999999999781,-0.68065999999998894,0.43534000000001072,5.3853400000000136,4.1823400000000106,-8.0659999999994625E-2,0.13234000000001345,3.8015938516397338,5.2214301970652706,4.5322815266567478,3.5745588716475227,2.5383712342415499,4.3694368027041044,0.59940458191859169,0.31957208400297404,0.82208392962276156,2.5160090128664114,2.5004485431366112,0.85342157656342421,3.1334144080898358,0.80029053933180172,0.64733557976138401,5.459382313304789,4.7299074423105854,1.2486928616857715,1.6842952197711671,"Portland (Hillsboro)"]
[null,null,null,null,null,null,null,null,null,null,97355,"Lebanon","Linn","4C",null,97374,"Scio","OR",44.702164000000003,122.81401,2.4821640000000045,-0.58083599999999791,2.5351640000000017,2.5121640000000056,1.2851640000000017,-0.9978359999999995,-0.89783599999999808,-0.83083599999999791,-0.84783299999999429,0.45216400000000334,1.4691640000000064,-0.19783299999999571,2.1021640000000019,-1.4478329999999957,-0.54783599999999666,-0.13083599999999507,1.1821640000000002,0.21916400000000635,0.65216700000000571,1.0740100000000012,4.8140099999999961,2.4140129999999971,0.11401299999999992,-1.4359900000000039,3.9810099999999977,0.19700999999999169,-0.13598700000000008,0.41400999999999044,1.6470099999999945,-0.53598700000000576,-0.18599000000000387,-0.55299000000000831,-1.0689899999999994,4.7010000000000218E-2,4.9970100000000031,3.7940100000000001,-0.46899000000000513,-0.25598999999999705,2.7045583009053487,4.8489238743246892,3.5006449792952434,2.5147498736584177,1.9270998383571141,4.1041585377511893,0.91919661824660415,0.84189127746104875,0.94351739570025017,1.7079502987487618,1.5638813647668499,0.27153301086424053,2.1736815367012752,1.7997110923670463,0.54984927297941966,4.9987225367083568,3.9739179159861875,0.51767217328731086,0.70060878954592476,"Salem"]
[null,null,null,null,null,null,null,null,null,null,97357,"Logsden Country Store","Lincoln","4C",null,97225,"Portland","OR",45.497855999999999,122.76988,3.2778559999999999,0.21485599999999749,3.3308559999999972,3.307856000000001,2.0808559999999972,-0.2021440000000041,-0.10214400000000268,-3.5144000000002507E-2,-5.2140999999998883E-2,1.2478559999999987,2.2648560000000018,0.5978589999999997,2.8978559999999973,-0.6521410000000003,0.24785599999999874,0.66485600000000034,1.9778559999999956,1.0148560000000018,1.4478590000000011,1.0298800000000057,4.7698800000000006,2.3698830000000015,6.9883000000004358E-2,-1.4801199999999994,3.9368800000000022,0.15287999999999613,-0.18011699999999564,0.36987999999999488,1.602879999999999,-0.58011700000000133,-0.23011999999999944,-0.59712000000000387,-1.113119999999995,2.8800000000046566E-3,4.9528800000000075,3.7498800000000045,-0.51312000000000069,-0.30011999999999261,3.4358394565427544,4.7747165690893114,4.0879025338705164,3.308594104816275,2.5535694443535282,3.9420662514899494,0.1838632403064826,0.18351358103693199,0.37353701059064565,2.0313465709070901,2.3379710080377407,0.64061735714933554,{"$f":"SQRT(AG232^2+AZ232^2)","v":2.9587365024848005},1.2900868258690921,0.24787273173142585,4.9973046530240754,4.2395181767667909,1.1372004375377298,1.4786371083808898,"Portland (Hillsboro)"]
[null,null,null,null,null,null,null,null,null,null,97358,"Lyons","Linn","4C",null,97116,"Forest Grove","OR",45.541009000000003,123.13043,3.3210090000000037,0.25800900000000127,3.3740090000000009,3.3510090000000048,2.1240090000000009,-0.15899100000000033,-5.8990999999998905E-2,8.0090000000012651E-3,-8.987999999995111E-3,1.2910090000000025,2.3080090000000055,0.64101200000000347,2.9410090000000011,-0.60898799999999653,0.29100900000000252,0.70800900000000411,2.0210089999999994,1.0580090000000055,1.4910120000000049,1.3904300000000092,5.130430000000004,2.730433000000005,0.43043300000000784,-1.119569999999996,4.2974300000000056,0.51342999999999961,0.18043300000000784,0.73042999999999836,1.9634300000000025,-0.21956699999999785,0.13043000000000404,-0.23657000000000039,-0.75256999999999152,0.36343000000000814,5.313430000000011,4.110430000000008,-0.15256999999999721,6.0430000000010864E-2,3.6003328128078729,5.1369135313903271,4.3404148533947806,3.3785402003779739,2.4010104574909694,4.3003700704684764,0.5168078008128355,0.18061066294657924,0.73048529693895792,2.3498428889993934,2.318429470906981,0.65414705460164346,2.9505083126439429,0.96810536050782359,0.46558307849513536,5.3603931860434573,4.5804052400394726,1.0689530621037628,1.4922360969511548,"Portland (Hillsboro)"]
[null,null,null,null,null,null,null,null,null,null,97360,"Mill City","Linn","4C",null,97525,"Gold Hill","OR",42.432422000000003,123.08638999999999,0.21242200000000366,-2.8505779999999987,0.26542200000000093,0.2424220000000048,-0.98457799999999907,-3.2675780000000003,-3.1675779999999989,-3.1005779999999987,-3.1175749999999951,-1.8175779999999975,-0.80057799999999446,-2.4675749999999965,-0.16757799999999889,-3.7175749999999965,-2.8175779999999975,-2.4005779999999959,-1.0875780000000006,-2.0505779999999945,-1.6175749999999951,1.3463899999999995,5.0863899999999944,2.6863929999999954,0.38639299999999821,-1.1636100000000056,4.253389999999996,0.46938999999998998,0.13639299999999821,0.68638999999998873,1.9193899999999928,-0.26360700000000747,8.6389999999994416E-2,-0.28061000000001002,-0.79661000000000115,0.31938999999999851,5.2693900000000014,4.0663899999999984,-0.19661000000000683,1.6390000000001237E-2,1.3630440705215663,5.8307082045137477,2.6994733168773823,0.45614468815607284,1.524264435780095,5.3636174805987018,3.2021676030751394,3.1035764827909418,3.1922413932415816,2.643415926066869,0.84286047750087034,2.4690867973250721,0.32683995805899446,3.8019667769096794,2.8356226403003597,5.7904443444509504,4.2093174670228892,2.0599819480238124,1.6176580333077151,"Sexton"]
[null,null,null,null,null,null,null,null,null,null,97361,"Monmouth","Polk","4C",null,97044,"Odell","OR",45.643737999999999,121.536658,3.4237380000000002,0.36073799999999778,3.4767379999999974,3.4537380000000013,2.2267379999999974,-5.6262000000003809E-2,4.3737999999997612E-2,0.11073799999999778,9.3741000000001407E-2,1.393737999999999,2.410738000000002,0.74374099999999999,3.0437379999999976,-0.50625900000000001,0.39373799999999903,0.81073800000000062,2.1237379999999959,1.160738000000002,1.5937410000000014,-0.20334199999999214,3.5366580000000027,1.1366610000000037,-1.1633389999999935,-2.7133419999999973,2.7036580000000043,-1.0803420000000017,-1.4133389999999935,-0.86334200000000294,0.36965800000000115,-1.8133389999999991,-1.4633419999999973,-1.8303420000000017,-2.3463419999999928,-1.2303419999999932,3.7196580000000097,2.5166580000000067,-1.7463419999999985,-1.5333419999999904,3.4297711092153071,3.5550079765885223,3.6578279551620509,3.644401706942443,3.5100693625066688,2.7042433310647223,1.0812270111350362,1.4176706364896541,0.86841625044963622,1.4419267143679662,3.0165967635010498,1.6414994620909846,3.5516887320833721,2.400337258812804,1.2918092156382777,3.8069872263521023,3.2929972034011836,2.0969079821508618,2.2115940097687403,"Portland (Troutdale)"]
[null,null,null,null,null,null,null,null,null,null,97362,"Mount Angel","Marion","4C",null,97484,"Tiller","OR",42.879291000000002,122.89532,0.65929100000000318,-2.4037089999999992,0.71229100000000045,0.68929100000000432,-0.53770899999999955,-2.8207090000000008,-2.7207089999999994,-2.6537089999999992,-2.6707059999999956,-1.370708999999998,-0.35370899999999494,-2.020705999999997,0.27929100000000062,-3.270705999999997,-2.370708999999998,-1.9537089999999964,-0.64070900000000108,-1.6037089999999949,-1.1707059999999956,1.1553200000000032,4.8953199999999981,2.4953229999999991,0.19532300000000191,-1.3546800000000019,4.0623199999999997,0.27831999999999368,-5.4676999999998088E-2,0.49531999999999243,1.7283199999999965,-0.45467700000000377,-0.10468000000000188,-0.47168000000000632,-0.98767999999999745,0.12832000000000221,5.0783200000000051,3.8753200000000021,-0.38768000000000313,-0.17467999999999506,1.3301988291533757,5.4536203442374847,2.5949942857374455,0.7164308459370009,1.4574940380944976,4.9455882405514719,2.7349075825484475,2.6542722224764352,2.7162497014884273,2.2058860317525433,0.57605662135765778,2.023415587771328,0.54816556356725499,3.4165815548345946,2.3741792655738934,5.4411683376900806,3.9279273319501491,1.6499025241149812,1.1836661864039151,"Sexton"]
[null,null,null,null,null,null,null,null,null,null,97364,"Neotsu","Lincoln","4C",null,97301,"Salem","OR",44.926644000000003,122.98694,2.7066440000000043,-0.35635599999999812,2.7596440000000015,2.7366440000000054,1.5096440000000015,-0.77335599999999971,-0.67335599999999829,-0.60635599999999812,-0.62335299999999449,0.67664400000000313,1.6936440000000061,2.6647000000004084E-2,2.3266440000000017,-1.2233529999999959,-0.32335599999999687,9.3644000000004723E-2,1.406644,0.44364400000000614,0.87664700000000551,1.2469400000000093,4.9869400000000041,2.5869430000000051,0.28694300000000794,-1.2630599999999959,4.1539400000000057,0.36993999999999971,3.6943000000007942E-2,0.58693999999999846,1.8199400000000026,-0.36305699999999774,-1.3059999999995853E-2,-0.38006000000000029,-0.89605999999999142,0.21994000000000824,5.1699400000000111,3.9669400000000081,-0.2960599999999971,-8.3059999999989031E-2,2.9800639433300833,4.9996560044003067,3.7825796874600059,2.7516461741991893,1.9683357361832341,4.2253162043018797,0.76828634397338957,0.60748035687172497,0.85619362658746268,1.9416561761383022,1.7321201990580848,2.9675346821900993E-2,2.3574812631993511,1.5164155387653395,0.39106611504450445,5.1707880252758489,4.2089500242145981,0.53335871825255066,0.88057306693369164,"Salem"]
[null,null,null,null,null,null,null,null,null,null,97365,"Newport","Lincoln","4C",null,97236,"Portland","OR",45.474722,122.50997,3.254722000000001,0.19172199999999862,3.3077219999999983,3.2847220000000021,2.0577219999999983,-0.22527800000000298,-0.12527800000000155,-5.8278000000001384E-2,-7.527499999999776E-2,1.2247219999999999,2.2417220000000029,0.57472500000000082,2.8747219999999984,-0.67527499999999918,0.22472199999999987,0.64172200000000146,1.9547219999999967,0.99172200000000288,1.4247250000000022,0.76997000000000071,4.5099699999999956,2.1099729999999965,-0.19002700000000061,-1.7400300000000044,3.6769699999999972,-0.10703000000000884,-0.44002700000000061,0.10996999999998991,1.342969999999994,-0.8400270000000063,-0.49003000000000441,-0.85703000000000884,-1.37303,-0.25703000000000031,4.6929700000000025,3.4899699999999996,-0.77303000000000566,-0.56002999999999759,3.3445581319785735,4.5140432791660245,3.9233927779427047,3.2902141082326262,2.6947957678057919,3.6838646226733114,0.16477256502222171,0.4438694470370772,0.13326562394330146,1.8175567111328284,2.393942957969764,0.75527361037243013,2.9997544896514459,1.5301005543835995,0.34141528698053358,4.7366416949336614,4.0001035859317424,1.2574131803762891,1.5308412479826259,"Portland (Troutdale)"]
[null,null,null,null,null,null,null,null,null,null,97366,"South Beach","Lincoln","4C",null,97443,"Glide","OR",43.242311999999998,123.03325,1.0223119999999994,-2.0406880000000029,1.0753119999999967,1.0523120000000006,-0.17468800000000329,-2.4576880000000045,-2.3576880000000031,-2.2906880000000029,-2.3076849999999993,-1.0076880000000017,9.3120000000013192E-3,-1.6576850000000007,0.64231199999999689,-2.9076850000000007,-2.0076880000000017,-1.5906880000000001,-0.27768800000000482,-1.2406879999999987,-0.80768499999999932,1.2932500000000005,5.0332499999999953,2.6332529999999963,0.33325299999999913,-1.2167500000000047,4.2002499999999969,0.41624999999999091,8.3252999999999133E-2,0.63324999999998965,1.8662499999999937,-0.31674700000000655,3.3249999999995339E-2,-0.33375000000000909,-0.84975000000000023,0.26624999999999943,5.2162500000000023,4.0132499999999993,-0.24975000000000591,-3.674999999999784E-2,1.6485197565828564,5.4312073313255098,2.8443483013430289,1.1038197802870724,1.2292259596363935,4.8664494621689016,2.3941505315756584,2.292200378534349,2.3929930258412755,2.1209253093506102,0.31688385151819298,1.6580184322633456,0.7238465084836716,3.0293080268808921,2.0252654561424799,5.453398241082712,4.0228455336793632,1.2655756697424299,0.80852063778545491,"Roseburg"]
[null,null,null,null,null,null,null,null,null,null,97367,"Lincoln City","Lincoln","4C",null,97078,"Beaverton","OR",45.451976000000002,122.78925700000001,3.2319760000000031,0.16897600000000068,3.2849760000000003,3.2619760000000042,2.0349760000000003,-0.24802400000000091,-0.14802399999999949,-8.1023999999999319E-2,-9.8020999999995695E-2,1.2019760000000019,2.2189760000000049,0.55197900000000288,2.8519760000000005,-0.69802099999999712,0.20197600000000193,0.61897600000000352,1.9319759999999988,0.96897600000000494,1.4019790000000043,1.0492570000000114,4.7892570000000063,2.3892600000000073,8.9260000000010109E-2,-1.4607429999999937,3.9562570000000079,0.17225700000000188,-0.16073999999998989,0.38925700000000063,1.6222570000000047,-0.56073999999999558,-0.21074299999999369,-0.57774299999999812,-1.0937429999999893,2.2257000000010407E-2,4.9722570000000132,3.7692570000000103,-0.49374299999999494,-0.28074299999998686,3.3980301818296201,4.7922370038036579,4.0619737404586997,3.2631970170640985,2.5049745373206855,3.9640238842147588,0.22712018541952739,0.18000621149281668,0.40140892926042343,2.0190255269869719,2.2887297429307849,0.59084128874851027,2.9099061975646228,1.2975003146396429,0.20319861865918587,5.0106357842718054,4.2355436010770893,1.0875185693242229,1.4298117877853731,"Portland (Hillsboro)"]
[null,null,null,null,null,null,null,null,null,null,97368,"Otis","Lincoln","4C",null,97111,"Carlton","OR",45.287751,123.19334000000001,3.0677510000000012,4.7509999999988395E-3,3.1207509999999985,3.0977510000000024,1.8707509999999985,-0.41224900000000275,-0.31224900000000133,-0.24524900000000116,-0.26224599999999754,1.0377510000000001,2.0547510000000031,0.38775400000000104,2.6877509999999987,-0.86224599999999896,3.775100000000009E-2,0.45475100000000168,1.767750999999997,0.8047510000000031,1.2377540000000025,1.4533400000000114,5.1933400000000063,2.7933430000000072,0.49334300000001008,-1.0566599999999937,4.3603400000000079,0.57634000000000185,0.24334300000001008,0.7933400000000006,2.0263400000000047,-0.15665699999999561,0.19334000000000628,-0.17365999999999815,-0.68965999999998928,0.42634000000001038,5.3763400000000132,4.1733400000000103,-8.9659999999994966E-2,0.12334000000001311,3.3945976718310877,5.1933421731675899,4.1882994066386932,3.1367895328902806,2.148543613613878,4.3797847154399125,0.65549007132145254,0.34548934520474789,0.83556048261989968,2.2766161146756865,2.060714217850212,0.43328226379117257,2.6933553856854822,1.1041281991308725,0.42800809992453281,5.3955379961224574,4.5322963664792573,0.8097302560735915,1.2438841264828526,"Portland (Hillsboro)"]
[null,null,null,null,null,null,null,null,null,null,97369,"Otter Rock","Lincoln","4C",null,97827,"Elgin","OR",45.564450999999998,117.88306,3.3444509999999994,0.28145099999999701,3.3974509999999967,3.3744510000000005,2.1474509999999967,-0.13554900000000458,-3.5549000000003161E-2,3.1450999999997009E-2,1.4454000000000633E-2,1.3144509999999983,2.3314510000000013,0.66445399999999921,2.9644509999999968,-0.58554600000000079,0.31445099999999826,0.73145099999999985,2.0444509999999951,1.0814510000000013,1.5144540000000006,-3.8569399999999945,-0.1169399999999996,-2.5169369999999986,-4.8169369999999958,-6.3669399999999996,-0.94993999999999801,-4.733940000000004,-5.0669369999999958,-4.5169400000000053,-3.2839400000000012,-5.4669370000000015,-5.1169399999999996,-5.483940000000004,-5.9999399999999952,-4.8839399999999955,6.6060000000007335E-2,-1.1369399999999956,-5.3999400000000009,-5.1869399999999928,5.1050307202798448,0.30477799953572476,4.2281964428547978,5.881309515181969,6.7193355892529274,0.95956215796632871,4.7340734737645374,5.0670346088585143,4.5169631260080099,3.5372366834862778,5.9433209510651555,5.1599005883559421,6.233904687673772,6.0284445856054729,4.8940524471036229,0.73442800123701757,2.3393188014892221,5.507166991203464,5.4035097373573713,"La Grande"]
[null,null,null,null,null,null,null,null,null,null,97370,"Philomath","Benton","4C",null,97125,"Manning","OR",45.662196000000002,123.22517999999999,{"$f":"$S243-VLOOKUP(U$18,$A$19:$F$37,5,FALSE)","v":3.4421960000000027},0.37919600000000031,3.495196,3.4721960000000038,2.245196,-3.7804000000001281E-2,6.219600000000014E-2,0.12919600000000031,0.11219900000000393,1.4121960000000016,2.4291960000000046,0.76219900000000251,3.0621960000000001,-0.48780099999999749,0.41219600000000156,0.82919600000000315,{"$f":"$S243-VLOOKUP(AK$18,$A$19:$F$37,5,FALSE)","v":2.1421959999999984},1.1791960000000046,1.6121990000000039,{"$f":"$T243-VLOOKUP(AN$18,$A$19:$F$37,6,FALSE)","v":1.4851799999999997},5.2251799999999946,2.8251829999999956,0.5251829999999984,-1.0248200000000054,4.3921799999999962,0.60817999999999017,0.2751829999999984,0.82517999999998892,2.058179999999993,-0.12481700000000728,0.22517999999999461,-0.14182000000000983,-0.65782000000000096,0.4581799999999987,5.4081800000000015,{"$f":"$T243-VLOOKUP(BD$18,$A$19:$F$37,6,FALSE)","v":4.2051799999999986},-5.7820000000006644E-2,0.15518000000000143,3.7489295718666176,5.2389212285370297,4.4942245228632016,3.5116893720693785,2.468027777561673,4.3923426886817438,0.61135198929584589,0.30400212154687212,0.83277286699374553,2.4960774136264234,2.4324005611545614,0.79476622223204818,3.0654783076733723,0.81894869680645976,0.61630711079461031,5.4713779725783906,4.7193794650161349,1.1806127048342363,1.6196501004849824,"Portland (Hillsboro)"]
[null,null,null,null,null,null,null,null,null,null,97371,"Rickreall","Polk","4C",null,97302,"Salem","OR",44.906492,123.05128999999999,2.6864920000000012,-0.37650800000000118,2.7394919999999985,2.7164920000000023,1.4894919999999985,-0.79350800000000277,-0.69350800000000135,-0.62650800000000118,-0.64350499999999755,0.65649200000000008,1.6734920000000031,6.4950000000010277E-3,2.3064919999999987,-1.243504999999999,-0.34350799999999992,7.3492000000001667E-2,1.3864919999999969,0.42349200000000309,0.85649500000000245,1.3112899999999996,5.0512899999999945,2.6512929999999955,0.3512929999999983,-1.1987100000000055,4.2182899999999961,0.43428999999999007,0.1012929999999983,0.65128999999998882,1.8842899999999929,-0.29870700000000738,5.1289999999994507E-2,-0.31571000000000993,-0.83171000000000106,0.2842899999999986,5.2342900000000014,4.0312899999999985,-0.23171000000000674,-1.8709999999998672E-2,2.9894348512994902,5.0653024527824542,3.8123707833725939,2.739112184251133,1.9119341207698577,4.2922750925545268,0.81826716307327962,0.63464363694360093,0.91557487357669565,1.9953772951910556,1.6999415713232662,5.1699604689005606E-2,2.3279987435915852,1.4960100965986156,0.44589073792129741,5.2348059064461996,4.2630574861434818,0.48273698652993824,0.85669933414530219,"Salem"]
[null,null,null,null,null,null,null,null,null,null,97372,"Rose Lodge","Lincoln","4C",null,97402,"Eugene","OR",44.062230999999997,123.16804,1.8422309999999982,-1.2207690000000042,1.8952309999999954,1.8722309999999993,0.64523099999999545,-1.6377690000000058,-1.5377690000000044,-1.4707690000000042,-1.4877660000000006,-0.18776900000000296,0.82923100000000005,-0.83776600000000201,1.4622309999999956,-2.087766000000002,-1.187769000000003,-0.77076900000000137,0.54223099999999391,-0.42076899999999995,1.2233999999999412E-2,1.42804000000001,5.1680400000000049,2.7680430000000058,0.46804300000000865,-1.0819599999999951,4.3350400000000064,0.55104000000000042,0.21804300000000865,0.76803999999999917,2.0010400000000033,-0.18195699999999704,0.16804000000000485,-0.19895999999999958,-0.71495999999999071,0.40104000000000894,5.3510400000000118,4.1480400000000088,-0.1149599999999964,9.8040000000011673E-2,2.3309039660528748,5.3102650021407651,3.354692622761438,1.9298479647915288,1.2597461986293046,4.6340974416774054,1.633517241709133,1.4868437043650606,1.6743157146595742,2.0098304104976155,0.84895959928020071,0.8544526390362458,1.4757047736457949,2.2067928476311489,1.2536459942747054,5.4062661729664336,4.1833300490113219,0.43619073002644049,9.8800366173422027E-2,"Eugene"]
[null,null,null,null,null,null,null,null,null,null,97373,"Saint Benedict","Marion","4C",null,97462,"Oakland","OR",43.443648000000003,123.36727,1.2236480000000043,-1.8393519999999981,1.2766480000000016,1.2536480000000054,2.6648000000001559E-2,-2.2563519999999997,-2.1563519999999983,-2.0893519999999981,-2.1063489999999945,-0.80635199999999685,0.21064800000000616,-1.4563489999999959,0.84364800000000173,-2.7063489999999959,-1.8063519999999968,-1.3893519999999953,-7.6351999999999975E-2,-1.0393519999999938,-0.60634899999999448,1.62727000000001,5.3672700000000049,2.9672730000000058,0.66727300000000866,-0.88272999999999513,4.5342700000000065,0.75027000000000044,0.41727300000000866,0.96726999999999919,2.2002700000000033,1.727300000000298E-2,0.36727000000000487,2.7000000000043656E-4,-0.5157299999999907,0.60027000000000896,5.5502700000000118,4.3472700000000088,8.427000000000362E-2,0.29727000000001169,2.0360064049025097,5.6736939495186069,3.2302537318967746,1.4201713151704709,0.88313213552898839,5.0646548530777551,2.2831467365905316,2.1306122445046163,2.317825999228798,2.3433718485985122,0.2113550009652071,1.501945292845579,0.84364804320522369,2.7550503339686858,1.903478820687007,5.7215204319135413,4.3479404412668856,1.0427626828785099,0.67529886916905191,"Roseburg"]
[null,null,null,null,null,null,null,null,null,null,97374,"Scio","Linn","4C",null,97219,"Portland","OR",45.458669999999998,122.70611,3.238669999999999,0.17566999999999666,3.2916699999999963,3.2686700000000002,2.0416699999999963,-0.24133000000000493,-0.14133000000000351,-7.4330000000003338E-2,-9.1326999999999714E-2,1.2086699999999979,2.2256700000000009,0.55867299999999886,2.8586699999999965,-0.69132700000000114,0.20866999999999791,0.6256699999999995,1.9386699999999948,0.97567000000000093,1.4086730000000003,0.96611000000000047,4.7061099999999954,2.3061129999999963,6.1129999999991469E-3,-1.5438900000000046,3.8731099999999969,8.9109999999990919E-2,-0.24388700000000085,0.30610999999998967,1.5391099999999938,-0.64388700000000654,-0.29389000000000465,-0.66089000000000908,-1.1768900000000002,-6.0890000000000555E-2,4.8891100000000023,3.6861099999999993,-0.5768900000000059,-0.36388999999999783,3.3796970131951172,4.709387569631529,4.0191104186957789,3.268675716198993,2.5596899657966388,3.8806212442081978,0.16707711093982733,0.25496238481195793,0.3194431921781925,{"$f":"SQRT(AD247^2+AW247^2)","v":1.9569728564801239},2.3169370767608282,0.63125815086143755,2.9340705105705949,1.3649187129748797,0.21737240165209382,4.9289815926822067,4.1648347267328596,1.1334610804963745,1.454914276866166,"Portland (PDX)"]
[null,null,null,null,null,null,null,null,null,null,97375,"Scotts Mills","Marion","4C",null,97331,"Corvallis","OR",44.565648000000003,123.27906,2.3456480000000042,-0.71735199999999821,2.3986480000000014,2.3756480000000053,1.1486480000000014,-1.1343519999999998,-1.0343519999999984,-0.96735199999999821,-0.98434899999999459,0.31564800000000304,1.332648000000006,-0.33434899999999601,1.9656480000000016,-1.584348999999996,-0.68435199999999696,-0.26735199999999537,1.0456479999999999,8.264800000000605E-2,0.51565100000000541,1.5390600000000063,5.2790600000000012,2.8790630000000021,0.57906300000000499,-0.9709399999999988,4.4460600000000028,0.66205999999999676,0.32906300000000499,0.87905999999999551,2.1120599999999996,-7.0937000000000694E-2,0.2790600000000012,-8.7940000000003238E-2,-0.60393999999999437,0.51206000000000529,5.4620600000000081,4.2590600000000052,-3.9400000000000546E-3,0.20906000000000802,{"$f":"SQRT(U248^2+AN248^2)","v":2.8054893019764022},5.3275762195865397,3.747334517476792,2.4452029318387933,1.5040334808454237,4.5884860230258981,1.2280909996836522,1.0217887990543837,1.319730820054219,2.1355165893769121,1.3345346566773815,0.43550400388629956,1.9676141653037587,1.6955545633806599,0.85471814272542579,5.4685991383080994,4.3855412235554283,8.2741860651069477E-2,0.55641894054840446,"Corvallis"]
[null,null,null,null,null,null,null,null,null,null,97376,"Seal Rock","Lincoln","4C",null,97309,"Salem","OR",44.984465,122.457024,2.7644650000000013,-0.29853500000000111,2.8174649999999986,2.7944650000000024,1.5674649999999986,-0.7155350000000027,-0.61553500000000128,-0.54853500000000111,-0.56553199999999748,0.73446500000000015,1.7514650000000032,8.4468000000001098E-2,2.3844649999999987,-1.1655319999999989,-0.26553499999999985,0.15146500000000174,1.464464999999997,0.50146500000000316,0.93446800000000252,0.71702400000000921,4.4570240000000041,2.057027000000005,-0.24297299999999211,-1.7929759999999959,3.6240240000000057,-0.15997600000000034,-0.49297299999999211,5.7023999999998409E-2,1.2900240000000025,-0.8929729999999978,-0.54297599999999591,-0.90997600000000034,-1.4259759999999915,-0.30997599999999181,4.640024000000011,3.4370240000000081,-0.82597599999999716,-0.61297599999998909,2.855939451879367,4.4670108666535651,3.4884766166557593,2.8050081131707998,2.3815351063549284,3.6939870450234453,0.63598400671793764,0.73750459317484485,0.5683996653763943,1.4844530160301492,1.9659680630554524,0.54950685127666588,2.5522009436564734,1.8417036666087119,0.40815922971432961,4.6424954891524779,3.7360128095070881,0.96628334291811036,1.1175732725866305,"Aurora"]
[null,null,null,null,null,null,null,null,null,null,97377,"Shedd","Linn","4C",null,97638,"Silver Lake","OR",43.189402000000001,121.00466,0.96940200000000232,-2.0935980000000001,1.0224019999999996,0.99940200000000345,-0.22759800000000041,-2.5105980000000017,-2.4105980000000002,-2.3435980000000001,-2.3605949999999964,-1.0605979999999988,-4.3597999999995807E-2,-1.7105949999999979,0.58940199999999976,-2.9605949999999979,-2.0605979999999988,-1.6435979999999972,-0.33059800000000195,-1.2935979999999958,-0.86059499999999645,-0.73533999999999367,3.0046600000000012,0.60466300000000217,-1.695336999999995,-3.2453399999999988,2.1716600000000028,-1.6123400000000032,-1.945336999999995,-1.3953400000000045,-0.16234000000000037,-2.3453370000000007,-1.9953399999999988,-2.3623400000000032,-2.8783399999999943,-1.7623399999999947,3.1876600000000082,1.9846600000000052,-2.27834,-2.065339999999992,1.2167436678298331,3.6621215574041242,1.1878228795460213,1.9679867634648842,3.253311015750568,3.3195194642002055,2.900107410632236,3.0457819405159294,2.7421492427701661,1.0729503218714265,2.3457421915404519,2.6282155485471481,2.4347576867532457,4.1291601942313836,2.7114399114131182,3.586445407531536,2.0120065489963053,2.6199673549882236,2.2374657694867559,"Redmond"]
[null,null,null,null,null,null,null,null,null,null,97378,"Sheridan","Yamhill","4C",null,97286,"Portland","OR",45.580556999999999,122.374776,3.360557,0.29755699999999763,3.4135569999999973,3.3905570000000012,2.1635569999999973,-0.11944300000000396,-1.9443000000002542E-2,4.7556999999997629E-2,3.0560000000001253E-2,1.3305569999999989,2.3475570000000019,0.68055999999999983,2.9805569999999975,-0.56944000000000017,0.33055699999999888,0.74755700000000047,2.0605569999999958,1.0975570000000019,1.5305600000000013,0.63477600000000223,4.3747759999999971,1.9747789999999981,-0.32522099999999909,-1.8752240000000029,3.5417759999999987,-0.24222400000000732,-0.57522099999999909,-2.5224000000008573E-2,1.2077759999999955,-0.97522100000000478,-0.62522400000000289,-0.99222400000000732,-1.5082239999999985,-0.3922239999999988,4.557776000000004,3.3547760000000011,-0.90822400000000414,-0.69522399999999607,3.4199830292597948,4.3848837177769004,3.9436180711486215,3.4061188277994661,2.8631178708577472,3.5437894780058521,0.24300307904428628,0.57718356446627861,3.9625292125112579E-2,1.7969710060056578,2.5420621288808065,0.92415743451860166,3.1413736639287277,1.6121419130386738,0.5129401489696418,4.6186755173344922,3.9370569160763971,1.4246059814647036,1.6810563118991577,"Portland (Troutdale)"]
[null,null,null,null,null,null,null,null,null,null,97380,"Siletz","Lincoln","4C",null,97541,"Trail","OR",42.713887999999997,122.75409999999999,0.49388799999999833,-2.5691120000000041,0.5468879999999956,0.52388799999999947,-0.7031120000000044,-2.9861120000000057,-2.8861120000000042,-2.8191120000000041,-2.8361090000000004,-1.5361120000000028,-0.5191119999999998,-2.1861090000000019,0.11388799999999577,-3.4361090000000019,-2.5361120000000028,-2.1191120000000012,-0.80611200000000593,-1.7691119999999998,-1.3361090000000004,1.0140999999999991,4.754099999999994,2.3541029999999949,5.4102999999997792E-2,-1.495900000000006,3.9210999999999956,0.13709999999998956,-0.19589700000000221,0.35409999999998831,1.5870999999999924,-0.59589700000000789,-0.245900000000006,-0.61290000000001044,-1.1289000000000016,-1.290000000000191E-2,4.9371000000000009,3.734099999999998,-0.52890000000000725,-0.31589999999999918,1.1279734777662089,5.403869287699691,2.4167927960735422,0.52667425525935785,1.6529014775672579,4.9286803595429074,2.8893665199389331,2.825910137133349,2.8581289456357624,2.2087386641574382,0.79029773070217613,2.1998953088456306,0.62339143926108886,3.6168024925175302,2.5361448078814455,5.3726708514987234,3.8201203340397529,1.8464811070097649,1.3729457636341651,"Medford"]
[null,null,null,null,null,null,null,null,null,null,97381,"Silverton","Marion","4C",null,97429,"Days Creek","OR",42.971648000000002,123.06467000000001,0.75164800000000298,-2.3113519999999994,0.80464800000000025,0.78164800000000412,-0.44535199999999975,-2.728352000000001,-2.6283519999999996,-2.5613519999999994,-2.5783489999999958,-1.2783519999999982,-0.26135199999999514,-1.9283489999999972,0.37164800000000042,-3.1783489999999972,-2.2783519999999982,-1.8613519999999966,-0.54835200000000128,-1.5113519999999951,-1.0783489999999958,1.3246700000000118,5.0646700000000067,2.6646730000000076,0.36467300000001046,-1.1853299999999933,4.2316700000000083,0.44767000000000223,0.11467300000001046,0.66467000000000098,1.8976700000000051,-0.28532699999999522,6.4670000000006667E-2,-0.30232999999999777,-0.8183299999999889,0.29767000000001076,5.2476700000000136,4.0446700000000106,-0.21832999999999458,-5.3299999999865122E-3,1.5230644519533754,5.5671563905466197,2.7835122778304826,0.8625311547028397,1.2662328430442735,5.0349712635529587,2.6662037928117948,2.5639176985295373,2.6626433810596906,2.2880855020746087,0.38693198993233258,1.9294330967154549,0.47908836847078529,3.2820064525684534,2.2977152270905981,5.5680042831165393,4.0816718786306287,1.5270405550619743,1.0783621723247672,"Roseburg"]
[null,null,null,null,null,null,null,null,null,null,97383,"Stayton","Marion","4C",null,97255,"Portland","OR",45.580556999999999,122.374776,3.360557,0.29755699999999763,3.4135569999999973,3.3905570000000012,2.1635569999999973,-0.11944300000000396,-1.9443000000002542E-2,4.7556999999997629E-2,3.0560000000001253E-2,1.3305569999999989,2.3475570000000019,0.68055999999999983,2.9805569999999975,-0.56944000000000017,0.33055699999999888,0.74755700000000047,2.0605569999999958,1.0975570000000019,1.5305600000000013,0.63477600000000223,4.3747759999999971,1.9747789999999981,-0.32522099999999909,-1.8752240000000029,3.5417759999999987,-0.24222400000000732,-0.57522099999999909,-2.5224000000008573E-2,1.2077759999999955,-0.97522100000000478,-0.62522400000000289,-0.99222400000000732,-1.5082239999999985,-0.3922239999999988,4.557776000000004,3.3547760000000011,-0.90822400000000414,-0.69522399999999607,3.4199830292597948,4.3848837177769004,3.9436180711486215,3.4061188277994661,2.8631178708577472,3.5437894780058521,0.24300307904428628,0.57718356446627861,3.9625292125112579E-2,1.7969710060056578,2.5420621288808065,0.92415743451860166,3.1413736639287277,1.6121419130386738,0.5129401489696418,4.6186755173344922,3.9370569160763971,1.4246059814647036,1.6810563118991577,"Portland (Troutdale)"]
[null,null,null,null,null,null,null,null,null,null,97384,"Mehama True Value Hardware","Marion","4C",null,97473,"Scottsburg","OR",43.669352000000003,123.8141,1.4493520000000046,-1.6136479999999978,1.5023520000000019,1.4793520000000058,0.25235200000000191,-2.0306479999999993,-1.9306479999999979,-1.8636479999999978,-1.8806449999999941,-0.5806479999999965,0.43635200000000651,-1.2306449999999955,1.0693520000000021,-2.4806449999999955,-1.5806479999999965,-1.1636479999999949,0.14935200000000037,-0.81364799999999349,-0.38064499999999413,2.0741000000000014,5.8140999999999963,3.4141029999999972,1.1141030000000001,-0.43590000000000373,4.9810999999999979,1.1970999999999918,0.86410300000000007,1.4140999999999906,2.6470999999999947,0.46410299999999438,0.81409999999999627,0.44709999999999184,-6.8899999999999295E-2,1.0471000000000004,5.9971000000000032,4.7941000000000003,0.53109999999999502,0.74410000000000309,2.5303185629291858,6.0338726103476814,3.7300349631756786,1.8519470387980907,0.50367682287753146,5.3791159598863434,2.2716624110778372,2.0542292624030534,2.3529777784809083,2.7100351492008308,0.63702014294133624,1.4755493641437358,1.1590565602696001,2.4816016654622426,1.8960133200755711,6.108951225693656,4.7964258390914383,0.97164308153971024,0.83580824716258939,"North Bend"]
[null,null,null,null,null,null,null,null,null,null,97385,"Sublimity","Marion","4C",null,97017,"Colton","OR",45.181818999999997,122.39802,2.9618189999999984,-0.10118100000000396,3.0148189999999957,2.9918189999999996,1.7648189999999957,-0.51818100000000555,-0.41818100000000413,-0.35118100000000396,-0.36817800000000034,0.93181899999999729,1.9488190000000003,0.28182199999999824,2.5818189999999959,-0.96817800000000176,-6.8181000000002712E-2,0.34881899999999888,1.6618189999999942,0.6988190000000003,1.1318219999999997,0.6580200000000076,4.3980200000000025,1.9980230000000034,-0.30197699999999372,-1.8519799999999975,3.5650200000000041,-0.21898000000000195,-0.55197699999999372,-1.9800000000032014E-3,1.2310200000000009,-0.95197699999999941,-0.60197999999999752,-0.96898000000000195,-1.4849799999999931,-0.36897999999999342,4.5810200000000094,3.3780200000000065,-0.88497999999999877,-0.6719799999999907,3.034033966382216,4.3991837328260139,3.6167982403349495,3.0070202921313975,2.5582056256604893,3.6024823593129551,0.47204617270030302,0.65422221247065271,0.36818332401671899,1.5439225657917555,2.1689065685939539,0.66468305235201841,2.7576641545266134,1.7727194476521047,0.37522645050821712,4.5942811118999982,3.7646595475767826,1.1276247581358783,1.3162743483347181,"Portland (Troutdale)"]
[null,null,null,null,null,null,null,null,null,null,97386,"Sweet Home","Linn","4C",null,97064,"Vernonia","OR",45.862577000000002,123.206,3.6425770000000028,0.57957700000000045,3.6955770000000001,3.672577000000004,2.4455770000000001,0.16257699999999886,0.26257700000000028,0.32957700000000045,0.31258000000000408,1.6125770000000017,2.6295770000000047,0.96258000000000266,3.2625770000000003,-0.28741999999999734,0.6125770000000017,1.0295770000000033,2.3425769999999986,1.3795770000000047,1.8125800000000041,1.4660000000000082,5.2060000000000031,2.806003000000004,0.50600300000000686,-1.0439999999999969,4.3730000000000047,0.58899999999999864,0.25600300000000686,0.80599999999999739,2.0390000000000015,-0.14399699999999882,0.20600000000000307,-0.16100000000000136,-0.6769999999999925,0.43900000000000716,5.38900000000001,4.186000000000007,-7.6999999999998181E-2,0.13600000000000989,3.9265154018453874,5.2381624162418863,4.6401446312521362,3.7072713492457003,2.6590943689401088,4.3760210558141788,0.64487803570054891,0.41732305823906235,0.8644895929969304,2.5996010426465466,2.6335167238766539,0.98437607467878174,3.2665470578164038,0.73548572820958824,0.75363889292485986,5.4864697027258895,4.7969013957896873,1.381724176139729,1.8176749589516872,"Portland (Hillsboro)"]
[null,null,null,null,null,null,null,null,null,null,97388,"Gleneden Beach","Lincoln","4C",null,97520,"Ashland","OR",42.169750999999998,122.61772000000001,-5.0249000000000876E-2,-3.1132490000000033,2.7509999999963952E-3,-2.0248999999999739E-2,-1.2472490000000036,-3.5302490000000049,-3.4302490000000034,-3.3632490000000033,-3.3802459999999996,-2.080249000000002,-1.063248999999999,-2.7302460000000011,-0.43024900000000343,-3.9802460000000011,-3.080249000000002,-2.6632490000000004,-1.3502490000000051,-2.313248999999999,-1.8802459999999996,0.87772000000001071,4.6177200000000056,2.2177230000000066,-8.2276999999990608E-2,-1.6322799999999944,3.7847200000000072,7.2000000000116415E-4,-0.33227699999999061,0.21771999999999991,1.450720000000004,-0.73227699999999629,-0.3822799999999944,-0.74927999999999884,-1.26527999999999,-0.14927999999999031,4.8007200000000125,3.5977200000000096,-0.66527999999999565,-0.45227999999998758,0.87915718753873529,5.5691702554690385,2.2177247062541441,8.4732087959629818E-2,2.0542560858863217,5.1755930559116692,3.4302490755630304,3.3796230323410357,3.3872503625973676,2.5361436119433418,1.2910182185894949,2.7568788908684403,0.86402240734890734,4.1765166944376002,3.0838642026524141,5.4899733837607192,3.8427544236395179,2.4070144192341245,1.9338775087672919,"Medford"]
[null,null,null,null,null,null,null,null,null,null,97389,"Tangent","Linn","4C",null,97149,"Neskowin","OR",45.101517999999999,123.97369999999999,{"$f":"$S259-VLOOKUP(U$18,$A$19:$F$37,5,FALSE)","v":2.8815179999999998},-0.18148200000000259,2.9345179999999971,2.9115180000000009,1.6845179999999971,-0.59848200000000418,-0.49848200000000276,-0.43148200000000259,-0.44847899999999896,0.85151799999999866,1.8685180000000017,0.20152099999999962,2.5015179999999972,-1.0484790000000004,-0.14848200000000134,0.26851800000000026,{"$f":"$S259-VLOOKUP(AK$18,$A$19:$F$37,5,FALSE)","v":1.5815179999999955},0.61851800000000168,1.051521000000001,{"$f":"$T259-VLOOKUP(AN$18,$A$19:$F$37,6,FALSE)","v":2.2336999999999989},5.9736999999999938,3.5737029999999947,1.2737029999999976,-0.27630000000000621,5.1406999999999954,1.3566999999999894,1.0237029999999976,1.5736999999999881,2.8066999999999922,0.6237029999999919,0.97369999999999379,0.60669999999998936,9.0699999999998226E-2,1.2066999999999979,6.1567000000000007,{"$f":"$T259-VLOOKUP(BD$18,$A$19:$F$37,6,FALSE)","v":4.9536999999999978},0.69069999999999254,0.90370000000000061,3.6458965528829799,5.9764560908889752,4.6241484648022437,3.1779327237266997,1.7070274111226198,5.1754204847842029,1.4453785643643584,1.1109205860604967,1.6363572664430472,2.9330270701655574,1.9698641954543457,0.99433515649452309,2.5740390817398193,1.0523947469657005,1.2158008859694072,6.1625527832485139,5.2000329685804845,0.92716288014781512,1.3864956196977338,"Corvallis"]
[null,null,null,null,null,null,null,null,null,null,97390,"Tidewater","Lincoln","4C",null,97010,"Bridal Veil","OR",45.582980999999997,122.10110299999999,3.3629809999999978,0.29998099999999539,3.415980999999995,3.3929809999999989,2.165980999999995,-0.1170190000000062,-1.701900000000478E-2,4.998099999999539E-2,3.2983999999999014E-2,1.3329809999999966,2.3499809999999997,0.68298399999999759,2.9829809999999952,-0.56701600000000241,0.33298099999999664,0.74998099999999823,2.0629809999999935,1.0999809999999997,1.532983999999999,0.36110299999999995,4.1011029999999948,1.7011059999999958,-0.59889400000000137,-2.1488970000000052,3.2681029999999964,-0.5158970000000096,-0.84889400000000137,-0.29889700000001085,0.93410299999999324,-1.2488940000000071,-0.89889700000000516,-1.2658970000000096,-1.7818970000000007,-0.66589700000000107,4.2841030000000018,3.0811029999999988,-1.1818970000000064,-0.96889699999999834,3.3823123130441375,4.1120596319812721,3.8161089889568083,3.4454309004240664,3.0511034084360364,3.2701973434289831,0.51617764477940153,0.85036411236422826,0.30071142456682026,1.6276936938410673,2.6612303401992499,1.1289300070708572,3.2404738636455619,1.8699369141404223,0.74451001401592931,4.3492539607351066,3.707976038618638,1.6145707537825693,1.8135052635338542,"Portland (Troutdale)"]
[null,null,null,null,null,null,null,null,null,null,97391,"Toledo","Lincoln","4C",null,97327,"Brownsville","OR",44.390881,122.97168000000001,2.1708810000000014,-0.89211900000000099,2.2238809999999987,2.2008810000000025,0.97388099999999866,-1.3091190000000026,-1.2091190000000012,-1.142119000000001,-1.1591159999999974,0.14088100000000026,1.1578810000000033,-0.50911599999999879,1.7908809999999988,-1.7591159999999988,-0.85911899999999974,-0.44211899999999815,0.87088099999999713,-9.2118999999996731E-2,0.34088400000000263,1.2316800000000114,4.9716800000000063,2.5716830000000073,0.27168300000001011,-1.2783199999999937,4.1386800000000079,0.35468000000000188,2.1683000000010111E-2,0.57168000000000063,1.8046800000000047,-0.37831699999999557,-2.8319999999993684E-2,-0.39531999999999812,-0.91131999999998925,0.20468000000001041,5.1546800000000133,3.9516800000000103,-0.31131999999999493,-9.8319999999986862E-2,2.4959487051141567,5.0510868466658803,3.3998823736491284,2.2175862618283908,1.6070302500454001,4.3407907918443929,1.2600661326140801,1.1423248061081415,1.2924271445060238,1.8101705330053899,1.2181182876264538,0.50990305338956188,1.8339936364559706,1.9811595705182297,0.8831644006418079,5.1736056201223084,4.0465057195759746,0.32466298304703023,0.35477982447709622,"Corvallis"]
[null,null,null,null,null,null,null,null,null,null,97392,"Turner","Marion","4C",null,97906,"Harper","OR",43.875636,117.57156999999999,1.6556360000000012,-1.4073640000000012,1.7086359999999985,1.6856360000000024,0.45863599999999849,-1.8243640000000028,-1.7243640000000013,-1.6573640000000012,-1.6743609999999975,-0.37436399999999992,0.64263600000000309,-1.024360999999999,1.2756359999999987,-2.274360999999999,-1.3743639999999999,-0.95736399999999833,0.35563599999999695,-0.60736399999999691,-0.17436099999999755,-4.1684300000000007,-0.42843000000000586,-2.8284270000000049,-5.1284270000000021,-6.6784300000000059,-1.2614300000000043,-5.0454300000000103,-5.3784270000000021,-4.8284300000000115,-3.5954300000000075,-5.7784270000000078,-5.4284300000000059,-5.7954300000000103,-6.3114300000000014,-5.1954300000000018,-0.24542999999999893,-1.4484300000000019,-5.7114300000000071,-5.498429999999999,4.4851911028846931,1.4711307533309228,3.3044570317716375,5.3983453223024762,6.6941597116737572,2.2179967649651839,5.3319597794240821,5.627995417804196,5.1105010540279805,3.6148672575069827,5.8140519109159232,5.5242345825662635,5.9341600997442017,6.7087157193624636,5.3741389346941908,0.98832267675896024,1.4914511153222567,5.7436333164118407,5.5011938907132683,"Baker"]
[null,null,null,null,null,null,null,null,null,null,97394,"Waldport","Lincoln","4C",null,97411,"Bandon","OR",43.113799,124.39910999999999,0.89379900000000134,-2.169201000000001,0.94679899999999861,0.92379900000000248,-0.30320100000000139,-2.5862010000000026,-2.4862010000000012,-2.419201000000001,-2.4361979999999974,-1.1362009999999998,-0.11920099999999678,-1.7861979999999988,0.51379899999999878,-3.0361979999999988,-2.1362009999999998,-1.7192009999999982,-0.40620100000000292,-1.3692009999999968,-0.93619799999999742,2.6591099999999983,6.3991099999999932,3.9991129999999941,1.699112999999997,0.14910999999999319,5.5661099999999948,1.7821099999999888,1.449112999999997,1.9991099999999875,3.2321099999999916,1.0491129999999913,1.3991099999999932,1.0321099999999888,0.51610999999999763,1.6321099999999973,6.5821100000000001,5.3791099999999972,1.1161099999999919,1.32911,2.805306158782138,6.7567774693636995,4.1096633844111796,1.934008681255075,0.33788258093751861,6.1375904184379193,3.0589395980471674,2.8200109867108667,3.1514284836092878,3.4260017169436656,1.0558631375182965,2.2689231118096482,1.1529269120377819,3.0797512606221935,2.6883336408453826,6.8029276146745081,5.3944252376412605,1.7664690516680368,1.6257306318403413,"North Bend"]
[null,null,null,null,null,null,null,null,null,null,97396,"Willamina","Yamhill","4C",null,97867,"North Powder","OR",45.048141000000001,117.96742,2.8281410000000022,-0.23485900000000015,2.8811409999999995,2.8581410000000034,1.6311409999999995,-0.65185900000000174,-0.55185900000000032,-0.48485900000000015,-0.50185599999999653,0.7981410000000011,1.8151410000000041,0.14814400000000205,2.4481409999999997,-1.1018559999999979,-0.2018589999999989,0.21514100000000269,1.528140999999998,0.56514100000000411,0.99814400000000347,-3.7725799999999907,-3.2579999999995835E-2,-2.4325769999999949,-4.732576999999992,-6.2825799999999958,-0.86557999999999424,-4.6495800000000003,-4.982576999999992,-4.4325800000000015,-3.1995799999999974,-5.3825769999999977,-5.0325799999999958,-5.3995800000000003,-5.9155799999999914,-4.7995799999999917,0.1504200000000111,-1.0525799999999919,-5.3155799999999971,-5.102579999999989,4.7149487136426993,0.23710800551858177,3.7707299456219308,5.5286757037115084,6.4908730089473288,1.0835815115998391,4.6822155580751517,5.0061124448827474,4.4608995618749372,3.2976266059517694,5.6803936492825908,5.0347599844616182,5.928647276763984,6.0173227752162255,4.8038229809476656,0.26251062127274871,1.8555698780377357,5.3455378668830864,5.1992897689142019,"La Grande"]
[null,null,null,null,null,null,null,null,null,null,97401,"Eugene","Lane","4C",null,97343,"Eddyville","OR",44.643659,123.76213,2.4236590000000007,-0.63934100000000171,2.4766589999999979,2.4536590000000018,1.2266589999999979,-1.0563410000000033,-0.95634100000000188,-0.88934100000000171,-0.90633799999999809,0.39365899999999954,1.4106590000000025,-0.25633799999999951,2.0436589999999981,-1.5063379999999995,-0.60634100000000046,-0.18934099999999887,1.1236589999999964,0.16065900000000255,0.59366200000000191,2.0221300000000042,5.7621299999999991,3.362133,1.0621330000000029,-0.48787000000000091,4.9291300000000007,1.1451299999999947,0.81213300000000288,1.3621299999999934,2.5951299999999975,0.4121329999999972,0.76212999999999909,0.39512999999999465,-0.12086999999999648,0.99513000000000318,5.945130000000006,4.7421300000000031,0.47912999999999784,0.69213000000000591,3.1564430432341117,5.7974907547301004,4.1758565722459853,2.6736807958262361,1.3201172066074269,5.0410493813472028,1.4919486670730302,1.2043618326607697,1.6361071808240373,2.6248175413123453,1.4696300296231037,0.80408414183093946,2.0815066238619058,1.5111795813681437,1.1653038767553323,5.9481443098819549,4.8734388767256558,0.50534826721875548,0.91185443308897196,"Corvallis"]
[null,null,null,null,null,null,null,null,null,null,97402,"Eugene","Lane","4C",null,97801,"Pendleton","OR",45.665146,118.789,3.4451460000000012,0.38214599999999876,3.4981459999999984,3.4751460000000023,2.2481459999999984,-3.4854000000002827E-2,6.5145999999998594E-2,0.13214599999999876,0.11514900000000239,1.415146,2.432146000000003,0.76514900000000097,3.0651459999999986,-0.48485099999999903,0.41514600000000002,0.83214600000000161,2.1451459999999969,1.182146000000003,1.6151490000000024,-2.9509999999999934,0.78900000000000148,-1.6109969999999976,-3.9109969999999947,-5.4609999999999985,-4.399999999999693E-2,-3.828000000000003,-4.1609969999999947,-3.6110000000000042,-2.3780000000000001,-4.5609970000000004,-4.2109999999999985,-4.578000000000003,-5.0939999999999941,-3.9779999999999944,0.97200000000000841,-0.23099999999999454,-4.4939999999999998,-4.2809999999999917,4.5362354393611417,0.87667357968402437,3.8512772908899953,5.2318770298359434,5.9056482656280824,5.6131999037981238E-2,3.8285542965088042,4.1630948342939478,3.6128354919925476,2.7672228318868721,5.1689484229700939,4.2799502324444134,5.5093741932560745,5.1170222290118046,3.9996037555382853,1.2795510796041005,2.1575477657090198,4.6468812299558513,4.5755510370010013,"Pendleton"]
[null,null,null,null,null,null,null,null,null,null,97403,"Eugene","Lane","4C",null,97426,"Creswell","OR",43.911541999999997,123.03036,1.6915419999999983,-1.3714580000000041,1.7445419999999956,1.7215419999999995,0.4945419999999956,-1.7884580000000057,-1.6884580000000042,-1.6214580000000041,-1.6384550000000004,-0.33845800000000281,0.6785420000000002,-0.98845500000000186,1.3115419999999958,-2.2384550000000019,-1.3384580000000028,-0.92145800000000122,0.39154199999999406,-0.5714579999999998,-0.13845500000000044,1.2903600000000068,5.0303600000000017,2.6303630000000027,0.33036300000000551,-1.2196399999999983,4.1973600000000033,0.41335999999999729,8.0363000000005513E-2,0.63035999999999603,1.8633600000000001,-0.31963700000000017,3.0360000000001719E-2,-0.33664000000000271,-0.85263999999999385,0.26336000000000581,5.2133600000000087,4.0103600000000057,-0.25263999999999953,-3.963999999999146E-2,2.127520450516049,5.2139638256669976,3.1563010473547988,1.7529536701045472,1.3160902398255188,4.562500738341206,1.7383201394921513,1.6234482614278209,1.7555308361361803,1.8938490719600658,0.75005803610987354,0.98892113771776757,1.3540564638758572,2.3953446008090356,1.3641218081109951,5.2941672938587887,4.0294283052765731,0.62481294429933154,0.14401776496321364,"Eugene"]
[null,null,null,null,null,null,null,null,null,null,97404,"Eugene","Lane","4C",null,97386,"Sweet Home","OR",44.391863000000001,122.72856,2.1718630000000019,-0.89113700000000051,2.2248629999999991,2.201863000000003,0.97486299999999915,-1.3081370000000021,-1.2081370000000007,-1.1411370000000005,-1.1581339999999969,0.14186300000000074,1.1588630000000038,-0.50813399999999831,1.7918629999999993,-1.7581339999999983,-0.85813699999999926,-0.44113699999999767,0.87186299999999761,-9.1136999999996249E-2,0.34186600000000311,0.98856000000000677,4.7285600000000017,2.3285630000000026,2.8563000000005445E-2,-1.5214399999999983,3.8955600000000032,0.11155999999999722,-0.22143699999999455,0.32855999999999597,1.5615600000000001,-0.62143700000000024,-0.27143999999999835,-0.63844000000000278,-1.1544399999999939,-3.8439999999994257E-2,4.9115600000000086,3.7085600000000056,-0.5544399999999996,-0.34143999999999153,2.3862606237309918,4.8117985022618122,3.2205932704608959,2.2020482546343105,1.8069691592191035,4.1093320776458349,1.2132768209971709,1.1624233298321223,1.2038380437400997,1.5679906710082814,1.3149704931054571,0.5760901279799866,1.9022036285237711,2.1032752733667506,0.85899752291202702,4.9313308027721163,3.809666962395668,0.56188047338290636,0.48317040012401047,"Eugene"]
[null,null,null,null,null,null,null,null,null,null,97405,"Eugene","Lane","4C",null,97461,"Noti","OR",44.099561999999999,123.46265,1.879562,-1.1834380000000024,1.9325619999999972,1.9095620000000011,0.68256199999999723,-1.600438000000004,-1.5004380000000026,-1.4334380000000024,-1.4504349999999988,-0.15043800000000118,0.86656200000000183,-0.80043500000000023,1.4995619999999974,-2.0504350000000002,-1.1504380000000012,-0.73343799999999959,0.57956199999999569,-0.38343799999999817,4.9565000000001191E-2,1.7226500000000016,5.4626499999999965,3.0626529999999974,0.76265300000000025,-0.78735000000000355,4.629649999999998,0.84564999999999202,0.51265300000000025,1.0626499999999908,2.2956499999999949,0.11265299999999456,0.46264999999999645,9.5649999999992019E-2,-0.42034999999999911,0.69565000000000055,5.6456500000000034,4.4426500000000004,0.1796499999999952,0.39265000000000327,2.5495639498439737,5.5893712099254929,3.6214139893490462,2.0562263081317202,1.0420225075995249,4.8984753663098068,1.7223350760940781,1.5223526523946438,1.7980508089942779,2.3005739532438372,0.87385376251006774,0.92452215318238695,1.5026094350642121,2.0930785488664778,1.3444093551980376,5.6930918859916568,4.4802936437630958,0.42343691660505567,0.39576598101024635,"Eugene"]
[null,null,null,null,null,null,null,null,null,null,97406,"Agness","Curry","4C",null,97413,"Blue River","OR",44.178745999999997,122.14591,1.9587459999999979,-1.1042540000000045,2.0117459999999951,1.988745999999999,0.76174599999999515,-1.5212540000000061,-1.4212540000000047,-1.3542540000000045,-1.3712510000000009,-7.1254000000003259E-2,0.94574599999999975,-0.72125100000000231,1.5787459999999953,-1.9712510000000023,-1.0712540000000033,-0.65425400000000167,0.65874599999999361,-0.30425400000000025,0.12874899999999911,0.40591000000000577,4.1459100000000007,1.7459130000000016,-0.55408699999999556,-2.1040899999999993,3.3129100000000022,-0.47109000000000378,-0.80408699999999556,-0.25409000000000503,0.97890999999999906,-1.2040870000000012,-0.85408999999999935,-1.2210900000000038,-1.7370899999999949,-0.62108999999999526,4.3289100000000076,3.1259100000000046,-1.1370900000000006,-0.92408999999999253,2.0003621723617941,4.2904483011237904,2.6637068480005426,2.064490992008682,2.2377336071605995,3.6454884995863082,1.4972937990307771,1.574979301478278,1.394593501024942,0.9814998322037547,1.531097972072657,1.1178876209624125,1.995870667306876,2.6274154930465397,1.2382802270148712,4.3780715029126771,3.1945672039598758,1.1770914002812194,0.93301588041200345,"Eugene"]
[null,null,null,null,null,null,null,null,null,null,97407,"Allegany","Coos","4C",null,97493,"Westlake","OR",43.905878000000001,124.03928999999999,1.6858780000000024,-1.377122,1.7388779999999997,1.7158780000000036,0.4888779999999997,-1.7941220000000015,-1.6941220000000001,-1.627122,-1.6441189999999963,-0.34412199999999871,0.67287800000000431,-0.99411899999999775,1.3058779999999999,-2.2441189999999978,-1.3441219999999987,-0.92712199999999712,0.38587799999999817,-0.57712199999999569,-0.14411899999999633,2.2992899999999992,6.0392899999999941,3.639292999999995,1.3392929999999978,-0.21071000000000595,5.2062899999999956,1.4222899999999896,1.0892929999999978,1.6392899999999884,2.8722899999999925,0.68929299999999216,1.0392899999999941,0.67228999999998962,0.15628999999999849,1.2722899999999981,6.222290000000001,5.019289999999998,0.7562899999999928,0.96929000000000087,2.8511259416209596,6.1943109953395084,4.0333795059147315,2.1766816604025969,0.53235364466114277,5.5067530646456229,2.2120032086287691,1.9580820316659349,2.3217232802943917,2.8928307580955983,0.96327028539916826,1.4381920213451969,1.4687720023829383,2.2495547671174823,1.8507797802504737,6.2909814851884605,5.0341011049624322,0.95133819800530672,0.97994560576646328,"North Bend"]
[null,null,null,null,null,null,null,null,null,null,97408,"Eugene","Lane","4C",null,97144,"Timber","OR",45.744404000000003,123.3235,3.5244040000000041,0.4614040000000017,3.5774040000000014,3.5544040000000052,2.3274040000000014,4.440400000000011E-2,0.14440400000000153,0.2114040000000017,0.19440700000000533,1.494404000000003,2.511404000000006,0.8444070000000039,3.1444040000000015,-0.4055929999999961,0.49440400000000295,0.91140400000000454,2.2244039999999998,1.261404000000006,1.6944070000000053,1.5835000000000008,5.3234999999999957,2.9235029999999966,0.62350299999999947,-0.92650000000000432,4.4904999999999973,0.70649999999999125,0.37350299999999947,0.92349999999999,2.1564999999999941,-2.649700000000621E-2,0.32349999999999568,-4.3500000000008754E-2,-0.55949999999999989,0.55649999999999977,5.5065000000000026,4.3034999999999997,4.0499999999994429E-2,0.2535000000000025,3.8637929299091627,5.3434582342539141,4.6200312953728995,3.6086761819571782,2.5050372510635475,4.4907195375814748,0.72110662541401471,0.42918078035368773,0.94374060612489474,2.6236873985320703,2.5115437766889572,0.90425407472070807,3.1447048772843553,0.69104698222986016,0.7443974511079432,5.5814155463659967,4.8443869999429232,1.2620540009112187,1.7132651083965433,"Portland (Hillsboro)"]
[null,null,null,null,null,null,null,null,null,null,97409,"Alvadore","Lane","4C",null,97141,"Tillamook","OR",45.459108999999998,123.80389,3.2391089999999991,0.17610899999999674,3.2921089999999964,3.2691090000000003,2.0421089999999964,-0.24089100000000485,-0.14089100000000343,-7.389100000000326E-2,-9.0887999999999636E-2,1.209108999999998,2.226109000000001,0.55911199999999894,2.8591089999999966,-0.69088800000000106,0.20910899999999799,0.62610899999999958,1.9391089999999949,0.976109000000001,1.4091120000000004,2.0638900000000007,5.8038899999999956,3.4038929999999965,1.1038929999999993,-0.44611000000000445,4.9708899999999971,1.1868899999999911,0.85389299999999935,1.4038899999999899,2.636889999999994,0.45389299999999366,0.80388999999999555,0.43688999999999112,-7.9110000000000014E-2,1.0368899999999996,5.9868900000000025,4.7838899999999995,0.5208899999999943,0.73389000000000237,3.8407641226689511,5.8065612467260648,4.7354481544337439,3.4504569855788669,2.0902687147783152,4.9767234066181505,1.195223052815239,0.8570840888325949,1.4068289734875279,2.9008849418722149,2.2719111195929296,0.97920649540533167,2.8922961718988902,0.6954024882354114,1.0577653076089224,6.0195402110112219,5.1619518833461608,1.1063973842977919,1.5887703297342899,"Astoria"]
[null,null,null,null,null,null,null,null,null,null,97410,"Azalea","Douglas","4C",null,97056,"Scappoose","OR",45.778891999999999,122.92064999999999,3.5588920000000002,0.49589199999999778,3.6118919999999974,3.5888920000000013,2.3618919999999974,7.8891999999996187E-2,0.17889199999999761,0.24589199999999778,0.2288950000000014,1.528891999999999,2.545892000000002,0.87889499999999998,3.1788919999999976,-0.37110500000000002,0.52889199999999903,0.94589200000000062,2.2588919999999959,1.295892000000002,1.7288950000000014,1.18065,4.9206499999999949,2.5206529999999958,0.22065299999999866,-1.3293500000000051,4.0876499999999965,0.30364999999999043,-2.9347000000001344E-2,0.52064999999998918,1.7536499999999933,-0.42934700000000703,-7.9350000000005139E-2,-0.44635000000000957,-0.9623500000000007,0.15364999999999895,5.1036500000000018,3.9006499999999988,-0.36235000000000639,-0.14934999999999832,3.7496195393884966,4.9455743142898934,4.4044812822934052,3.5956687186214764,2.7102961539588253,4.0884112403431203,0.35242824824919089,0.2476370773389942,0.56874365361293433,2.3265422992423699,2.5818413820513872,0.8824697408551756,3.2100751813881234,1.0314244730105067,0.55075863149296045,{"$f":"SQRT(AJ274^2+BC274^2)","v":5.1905640346848649},4.5075118957318319,1.3455978590069211,1.7353337844705854,"Portland (Hillsboro)"]
[null,null,null,null,null,null,null,null,null,null,97411,"Bandon","Coos","4C",null,97843,"Ione","OR",45.493783000000001,119.87071,{"$f":"$S275-VLOOKUP(U$18,$A$19:$F$37,5,FALSE)","v":3.2737830000000017},0.21078299999999928,3.3267829999999989,3.3037830000000028,2.0767829999999989,-0.20621700000000232,-0.10621700000000089,-3.9217000000000724E-2,-5.62139999999971E-2,1.2437830000000005,2.2607830000000035,0.59378600000000148,2.8937829999999991,-0.65621399999999852,0.24378300000000053,0.66078300000000212,{"$f":"$S275-VLOOKUP(AK$18,$A$19:$F$37,5,FALSE)","v":1.9737829999999974},1.0107830000000035,1.4437860000000029,{"$f":"$T275-VLOOKUP(AN$18,$A$19:$F$37,6,FALSE)","v":-1.8692899999999923},1.8707100000000025,-0.52928699999999651,-2.8292869999999937,-4.3792899999999975,1.0377100000000041,-2.7462900000000019,-3.0792869999999937,-2.5292900000000031,-1.2962899999999991,-3.4792869999999994,-3.1292899999999975,-3.4962900000000019,-4.012289999999993,-2.8962899999999934,2.0537100000000095,{"$f":"$T275-VLOOKUP(BD$18,$A$19:$F$37,6,FALSE)","v":0.85071000000000652},-3.4122899999999987,-3.1992899999999906,3.7698674028656471,1.8825475763414345,3.368624327148694,4.3496950513177337,4.8467730020281508,1.0580016517893578,2.748343285542949,3.0795367186409646,2.5299146068387399,1.796486547455616,4.1492864207545388,3.1851275826716874,4.5385045791746217,4.0655980935030875,2.906531595422448,2.1573963328950572,2.1493084551057349,3.5588488752950718,3.5099821250108878,"Pendleton"]
[null,null,null,null,null,null,null,null,null,null,97412,"Blachly","Lane",{"$f":"IFERROR(VLOOKUP(M276,$H$19:$I$36,2,FALSE),\"4C\")","v":"4C"},null,97527,"Grants Pass","OR",42.405161999999997,123.36239999999999,0.18516199999999827,-2.8778380000000041,0.23816199999999554,0.21516199999999941,-1.0118380000000045,-3.2948380000000057,-3.1948380000000043,-3.1278380000000041,-3.1448350000000005,-1.8448380000000029,-0.82783799999999985,-2.4948350000000019,-0.19483800000000429,-3.7448350000000019,-2.8448380000000029,-2.4278380000000013,-1.114838000000006,-2.0778379999999999,-1.6448350000000005,1.622399999999999,5.3623999999999938,2.9624029999999948,0.66240299999999763,-0.88760000000000616,4.5293999999999954,0.7453999999999894,0.41240299999999763,0.96239999999998815,2.1953999999999922,1.2402999999991948E-2,0.36239999999999384,-4.6000000000105956E-3,-0.52060000000000173,0.59539999999999793,5.5454000000000008,4.3423999999999978,7.9399999999992588E-2,0.29240000000000066,1.6329319417060824,6.0858265925216735,2.9719610819546354,{"$f":"SQRT(X276^2+AQ276^2)","v":0.69647140691703679},1.3459754448889549,5.6010197112886502,3.2806418588812787,3.1549083645413578,3.2887993154379274,2.8676137128706816,0.82793090813968262,2.5210187300424813,0.19489229395746197,3.7808482563077055,2.9064762868883025,6.0535822877238576,4.4832244563755665,2.0793544946074007,1.6706226196316756,{"$f":"INDEX($BG$18:$BY$18,MATCH(MIN(BG276:BY276),BG276:BY276,0))","v":"Sexton"}]
[null,null,null,null,null,null,null,null,null,null,97413,"Blue River","Lane","4C",null,97634,"Midland","OR",42.129925999999998,121.81778,-9.007400000000132E-2,-3.1530740000000037,-3.7074000000004048E-2,-6.0074000000000183E-2,-1.287074000000004,-3.5700740000000053,-3.4700740000000039,-3.4030740000000037,-3.4200710000000001,-2.1200740000000025,-1.1030739999999994,-2.7700710000000015,-0.47007400000000388,-4.0200710000000015,-3.1200740000000025,-2.7030740000000009,-1.3900740000000056,-2.3530739999999994,-1.9200710000000001,7.7780000000004179E-2,3.8177799999999991,1.417783,-0.88221699999999714,-2.4322200000000009,2.9847800000000007,-0.79922000000000537,-1.1322169999999971,-0.58222000000000662,0.65077999999999747,-1.5322170000000028,-1.1822200000000009,-1.5492200000000054,-2.0652199999999965,-0.94921999999999684,4.000780000000006,2.797780000000003,-1.4652200000000022,-1.2522199999999941,{"$f":"SQRT(U277^2+AN277^2)","v":0.11900862941821021},4.9514967209800327,1.4182676463083406,0.88425998471320355,2.7517728121841771,4.6534223979643246,3.5609220960133396,3.5864784935316454,3.4692745312876303,2.2177079099547821,1.8879780678188525,3.0117997067270275,1.6189663905949438,4.5195248083665822,3.2612697487138362,4.8283381880183223,3.1240804493284151,2.7719716625312034,2.292319256438986,"Klamath Falls"]
[null,null,null,null,null,null,null,null,null,null,97414,"Broadbent","Coos","4C",null,97882,"Umatilla","OR",45.915993,119.33008,3.6959930000000014,0.63299299999999903,3.7489929999999987,3.7259930000000026,2.4989929999999987,0.21599299999999744,0.31599299999999886,0.38299299999999903,0.36599600000000265,1.6659930000000003,2.6829930000000033,1.0159960000000012,3.3159929999999989,-0.23400399999999877,0.66599300000000028,1.0829930000000019,2.3959929999999972,1.4329930000000033,1.8659960000000027,-2.4099199999999996,1.3300799999999953,-1.0699170000000038,-3.3699170000000009,-4.9199200000000047,0.49707999999999686,-3.2869200000000092,-3.6199170000000009,-3.0699200000000104,-1.8369200000000063,-4.0199170000000066,-3.6699200000000047,-4.0369200000000092,-4.5529200000000003,-3.4369200000000006,1.5130800000000022,0.31007999999999925,-3.952920000000006,-3.7399199999999979,4.4122645730337853,1.4730217053556904,3.8986755316309663,5.0238794196256364,5.5182043112274339,0.54197924540428277,3.3020742969305008,3.6401212514060579,3.0916600522075623,2.4798805943934124,4.8330305321752389,3.8079601729030776,5.2242255562378883,4.5589295232999607,3.5008521480418171,1.8607216139038667,2.4159743505362354,4.2046457002283866,4.1795864243266934,"Pendleton"]
[null,null,null,null,null,null,null,null,null,null,97415,"Brookings","Curry","4C",null,97733,"Crescent","OR",43.437958000000002,121.73063,1.217958000000003,-1.8450419999999994,1.2709580000000003,1.2479580000000041,2.0958000000000254E-2,-2.262042000000001,-2.1620419999999996,-2.0950419999999994,-2.1120389999999958,-0.81204199999999815,0.20495800000000486,-1.4620389999999972,0.83795800000000042,-2.7120389999999972,-1.8120419999999982,-1.3950419999999966,-8.2042000000001281E-2,-1.0450419999999951,-0.61203899999999578,-9.3699999999898864E-3,3.730630000000005,1.3306330000000059,-0.96936699999999121,-2.519369999999995,2.8976300000000066,-0.88636999999999944,-1.2193669999999912,-0.66937000000000069,0.56363000000000341,-1.6193669999999969,-1.269369999999995,-1.6363699999999994,-2.1523699999999906,-1.0363699999999909,3.9136300000000119,2.710630000000009,-1.5523699999999963,-1.3393699999999882,1.2179940421299305,4.161944278659198,1.8400865247191547,1.5802125016759592,2.5194571706349711,3.6760159992393997,2.3366808482683288,2.4240579329820022,2.2155732744418506,0.98847912808718463,1.6322859009539326,1.9361968480557392,1.8384451002583675,3.4623477806859531,2.0874767032625718,4.1548335656996036,2.7118712887347822,1.8713538945544155,1.4725840330592219,"Redmond"]
[null,null,null,null,null,null,null,null,null,null,97416,"Camas Valley","Douglas","4C",null,97291,"Portland","OR",45.548616000000003,123.11472500000001,3.3286160000000038,0.26561600000000141,3.3816160000000011,3.3586160000000049,2.1316160000000011,-0.15138400000000019,-5.1383999999998764E-2,1.5616000000001407E-2,-1.3809999999949696E-3,1.2986160000000027,2.3156160000000057,0.64861900000000361,2.9486160000000012,-0.60138099999999639,0.29861600000000266,0.71561600000000425,2.0286159999999995,1.0656160000000057,1.498619000000005,1.3747250000000122,5.1147250000000071,2.714728000000008,0.41472800000001087,-1.1352749999999929,4.2817250000000087,0.49772500000000264,0.16472800000001087,0.71472500000000139,1.9477250000000055,-0.23527199999999482,0.11472500000000707,-0.25227499999999736,-0.76827499999998849,0.34772500000001116,5.297725000000014,4.0947250000000111,-0.16827499999999418,4.4725000000013893E-2,3.601326602945234,5.121617291938267,4.3364818557720319,3.3841248129228392,2.4150851117674899,4.2844003187238551,0.50037035391897722,0.16546653268864861,0.7147263341909279,2.3409477121629667,2.3275374053793474,0.65868690042083444,2.959388279878294,0.97565648810735528,0.45834942029090575,5.3458391703343597,4.5696887969621178,1.0788206222913104,1.4992862411114218,"Portland (Hillsboro)"]
[null,null,null,null,null,null,null,null,null,null,97417,"Canyonville","Douglas","4C",null,97620,"Adel","OR",42.227477,119.88141,7.4770000000015102E-3,-3.0555230000000009,6.0476999999998782E-2,3.7477000000002647E-2,-1.1895230000000012,-3.4725230000000025,-3.372523000000001,-3.3055230000000009,-3.3225199999999973,-2.0225229999999996,-1.0055229999999966,-2.6725199999999987,-0.37252300000000105,-3.9225199999999987,-3.0225229999999996,-2.605522999999998,-1.2925230000000028,-2.2555229999999966,-1.8225199999999973,-1.8585899999999924,1.8814100000000025,-0.51858699999999658,-2.8185869999999937,-4.3685899999999975,1.0484100000000041,-2.735590000000002,-3.0685869999999937,-2.5185900000000032,-1.2855899999999991,-3.4685869999999994,-3.1185899999999975,-3.485590000000002,-4.0015899999999931,-2.8855899999999934,2.0644100000000094,0.86141000000000645,-3.4015899999999988,-3.1885899999999907,1.8586050397082678,3.5883038321230569,0.52210146915900968,2.818836143180012,4.5276421629396664,3.6273377997684508,4.3425066532624932,4.5102891792099058,4.169224716718924,2.3965268480926718,3.6113947831963746,4.1070630307434994,3.5054402053991756,5.6034708599670555,4.1787886921485944,3.3242350626315567,1.5532684551065274,4.0814456423709693,3.6726945610137429,"Lakeview"]
[null,null,null,null,null,null,null,null,null,null,97419,"Cheshire","Lane","4C",null,97412,"Blachly","OR",44.196458999999997,123.53776000000001,1.9764589999999984,-1.086541000000004,2.0294589999999957,2.0064589999999995,0.77945899999999568,-1.5035410000000056,-1.4035410000000041,-1.336541000000004,-1.3535380000000004,-5.3541000000002725E-2,0.96345900000000029,-0.70353800000000177,1.5964589999999959,-1.9535380000000018,-1.0535410000000027,-0.63654100000000113,0.67645899999999415,-0.28654099999999971,0.14646199999999965,1.7977600000000109,5.5377600000000058,3.1377630000000067,0.83776300000000958,-0.71223999999999421,4.7047600000000074,0.92076000000000136,0.58776300000000958,1.1377600000000001,2.3707600000000042,0.1877630000000039,0.53776000000000579,0.17076000000000136,-0.34523999999998978,0.77076000000000988,5.7207600000000127,4.5177600000000098,0.25476000000000454,0.46776000000001261,2.6717655578813484,5.64334627346941,3.7368784402024673,2.1743331306057989,1.0558608574433399,4.9391701930872038,1.6786084463867725,1.4600709533615215,1.7682089624939699,2.3713645051490966,0.98158452965091192,0.88552331140631679,1.6055654194958817,1.9838098132240398,1.3053810234107974,5.7560645776677264,4.5681234874159298,0.38341674752285165,0.49015358311860951,"Corvallis"]
[null,null,null,null,null,null,null,null,null,null,97420,"Coos Bay","Coos","4C",null,97488,"Vida","OR",44.112617999999998,122.42255,1.8926179999999988,-1.1703820000000036,1.9456179999999961,1.9226179999999999,0.69561799999999607,-1.5873820000000052,-1.4873820000000038,-1.4203820000000036,-1.437379,-0.13738200000000234,0.87961800000000068,-0.78737900000000138,1.5126179999999962,-2.0373790000000014,-1.1373820000000023,-0.72038200000000074,0.59261799999999454,-0.37038199999999932,6.2621000000000038E-2,0.68255000000000621,4.4225500000000011,2.022553000000002,-0.27744699999999511,-1.8274499999999989,3.5895500000000027,-0.19445000000000334,-0.52744699999999511,2.2549999999995407E-2,1.2555499999999995,-0.9274470000000008,-0.57744999999999891,-0.94445000000000334,-1.4604499999999945,-0.34444999999999482,4.605550000000008,3.4025500000000051,-0.86045000000000016,-0.64744999999999209,2.0119337455353752,4.5747942607754526,2.8064479399648574,1.9425336063329759,1.9553664373779127,3.9248758982194629,1.5000386716428389,1.5151519276075931,1.4375558744414074,1.2630437903825817,1.278235410138916,0.97642930729316035,1.783255174231662,2.5067563487784343,1.1883953956592064,4.6615492090531525,3.4537722270618874,0.93678013878604394,0.65047128463982928,"Eugene"]
[null,null,null,null,null,null,null,null,null,null,97423,"Coquille","Coos","4C",null,97880,"Ukiah","OR",45.085144,118.944,2.8651440000000008,-0.19785600000000159,2.9181439999999981,2.8951440000000019,1.6681439999999981,-0.61485600000000318,-0.51485600000000176,-0.44785600000000159,-0.46485299999999796,0.83514399999999966,1.8521440000000027,0.18514700000000062,2.4851439999999982,-1.0648529999999994,-0.16485600000000034,0.25214400000000126,1.5651439999999965,0.60214400000000268,1.035147000000002,-2.7959999999999923,0.94400000000000261,-1.4559969999999964,-3.7559969999999936,-5.3059999999999974,0.11100000000000421,-3.6730000000000018,-4.0059969999999936,-3.4560000000000031,-2.222999999999999,-4.4059969999999993,-4.0559999999999974,-4.4230000000000018,-4.938999999999993,-3.8229999999999933,1.1270000000000095,-7.5999999999993406E-2,-4.3389999999999986,-4.1259999999999906,4.0033318799140254,0.96451179191133041,3.2612101540294791,4.7422960941663019,5.5620446244826161,0.62479508699733288,3.7089089636624966,4.0309536043900271,3.4871226407468119,2.3746988231638966,4.7794609487624236,4.0602235667028213,5.0733489630357589,5.052487794305784,3.8265528221541576,1.1548617219113388,1.5669881112299442,4.3805819700966664,4.2538694516415205,"Pendleton"]
[null,null,null,null,null,null,null,null,null,null,97424,"Cottage Grove","Lane","4C",null,97028,"Government Camp","OR",45.305112999999999,121.78440999999999,3.0851129999999998,2.2112999999997385E-2,3.138112999999997,3.1151130000000009,1.888112999999997,-0.39488700000000421,-0.29488700000000279,-0.22788700000000262,-0.24488399999999899,1.0551129999999986,2.0721130000000016,0.40511599999999959,2.7051129999999972,-0.84488400000000041,5.5112999999998635E-2,0.47211300000000023,1.7851129999999955,0.82211300000000165,1.255116000000001,4.4409999999999172E-2,3.7844099999999941,1.384412999999995,-0.91558700000000215,-2.4655900000000059,2.9514099999999956,-0.83259000000001038,-1.1655870000000021,-0.61559000000001163,0.61740999999999246,-1.5655870000000078,-1.2155900000000059,-1.5825900000000104,-2.0985900000000015,-0.98259000000000185,3.967410000000001,2.764409999999998,-1.4985900000000072,-1.2855899999999991,3.0854326229669962,3.7844746046008755,3.4299201966427684,3.2468798187395245,3.1054958941961295,2.9777099809868957,0.88326918369714391,1.1876554800690335,0.6625097897812634,1.2224804909972951,2.5970589017844841,1.2813188602202084,3.1340433071144722,2.2622795940281137,0.98413441707370619,3.995401455782511,3.2906824627832103,1.7092810690079687,1.7966796658158071,"Portland (Troutdale)"]
[null,null,null,null,null,null,null,null,null,null,97425,"Crescent Lake","Klamath","5B",null,97540,"Talent","OR",42.227162,122.78933000000001,7.1620000000010009E-3,-3.0558380000000014,6.0161999999998272E-2,3.7162000000002138E-2,-1.1898380000000017,-3.472838000000003,-3.3728380000000016,-3.3058380000000014,-3.3228349999999978,-2.0228380000000001,-1.0058379999999971,-2.6728349999999992,-0.37283800000000156,-3.9228349999999992,-3.0228380000000001,-2.6058379999999985,-1.2928380000000033,-2.2558379999999971,-1.8228349999999978,1.0493300000000119,4.7893300000000067,2.3893330000000077,8.9333000000010543E-2,-1.4606699999999933,3.9563300000000083,0.17233000000000231,-0.16066699999998946,0.38933000000000106,1.6223300000000052,-0.56066699999999514,-0.21066999999999325,-0.57766999999999769,-1.0936699999999888,2.2330000000010841E-2,4.9723300000000137,3.7693300000000107,-0.4936699999999945,-0.28066999999998643,1.0493544411418025,5.6811818956220792,2.3900903018783697,9.6754323588158289E-2,1.8839509853348055,5.2643281473654433,3.3772375994507717,3.3097399848225248,3.3455657647287382,2.5930345549460032,1.1515457295014335,2.6811245376007795,0.68753967386907822,4.0724376614166813,3.0229204758220156,5.6137738920572966,3.9848812708967993,2.3092239283239686,1.8443164278737485,"Medford"]
[null,null,null,null,null,null,null,null,null,null,97426,"Creswell","Lane","4C",null,97054,"Deer Island","OR",45.946314000000001,122.90416,3.7263140000000021,0.66331399999999974,3.7793139999999994,3.7563140000000033,2.5293139999999994,0.24631399999999815,0.34631399999999957,0.41331399999999974,0.39631700000000336,1.696314000000001,2.713314000000004,1.0463170000000019,3.3463139999999996,-0.20368299999999806,0.69631400000000099,1.1133140000000026,2.4263139999999979,1.463314000000004,1.8963170000000034,1.1641600000000096,4.9041600000000045,2.5041630000000055,0.20416300000000831,-1.3458399999999955,4.0711600000000061,0.28716000000000008,-4.583699999999169E-2,0.50415999999999883,1.7371600000000029,-0.44583699999999737,-9.5839999999995484E-2,-0.46283999999999992,-0.97883999999999105,0.13716000000000861,5.0871600000000115,3.8841600000000085,-0.37883999999999673,-0.16583999999998866,3.9039319323210591,4.9488150872906989,4.5336570934693574,3.7618582372499136,2.8650854465785107,4.0786044589045467,0.44988248709635248,0.41584792071741689,0.64128345533703079,2.4280045412222799,2.7496988004443357,1.0506971828690714,3.3781708441397686,0.99980723646560077,0.70969433715931796,5.2075584421296828,4.5797050704380577,1.5115580068909065,1.9035548508222737,"Portland (Hillsboro)"]
[null,null,null,null,null,null,null,null,null,null,97427,"Culp Creek","Lane","4C",null,97874,"Spray","OR",44.741726999999997,119.82803,2.5217269999999985,-0.54127300000000389,2.5747269999999958,2.5517269999999996,1.3247269999999958,-0.95827300000000548,-0.85827300000000406,-0.79127300000000389,-0.80827000000000027,0.49172699999999736,1.5087270000000004,-0.15827000000000169,2.1417269999999959,-1.4082700000000017,-0.50827300000000264,-9.1273000000001048E-2,1.2217269999999942,0.25872700000000037,0.69172999999999973,-1.9119699999999966,1.8280299999999983,-0.57196700000000078,-2.8719669999999979,-4.4219700000000017,0.99502999999999986,-2.7889700000000062,-3.1219669999999979,-2.5719700000000074,-1.3389700000000033,-3.5219670000000036,-3.1719700000000017,-3.5389700000000062,-4.0549699999999973,-2.9389699999999976,2.0110300000000052,0.80803000000000225,-3.454970000000003,-3.2419699999999949,3.1646068228816322,1.906481088662827,2.637492250911456,3.8418101373724842,4.6161369461302817,1.3814383241495114,2.9180449282745871,3.2206817460932076,2.6959840640849566,1.4264067103841758,3.8315151976232622,3.1759160999308547,4.1365811007919362,4.2925523984920657,2.9825972077082397,2.0131002015371768,1.4647625553068284,3.4646439010999415,3.314944927717498,"Pendleton"]
[null,null,null,null,null,null,null,null,null,null,97428,"Curtin","Douglas","4C",null,97870,"Richland","OR",44.798063999999997,117.21810000000001,2.5780639999999977,-0.4849360000000047,2.631063999999995,2.6080639999999988,1.381063999999995,-0.90193600000000629,-0.80193600000000487,-0.7349360000000047,-0.75193300000000107,0.54806399999999655,1.5650639999999996,-0.10193300000000249,2.1980639999999951,-1.3519330000000025,-0.45193600000000345,-3.4936000000001854E-2,1.2780639999999934,0.31506399999999957,0.74806699999999893,-4.521899999999988,-0.78189999999999316,-3.1818969999999922,-5.4818969999999894,-7.0318999999999932,-1.6148999999999916,-5.3988999999999976,-5.7318969999999894,-5.1818999999999988,-3.9488999999999947,-6.131896999999995,-5.7818999999999932,-6.1488999999999976,-6.6648999999999887,-5.5488999999999891,-0.59889999999998622,-1.8018999999999892,-6.0648999999999944,-5.8518999999999863,5.2051891030101753,0.920070939708452,4.1287971966064063,6.0706830379047858,7.1662371843315293,1.8497001265329427,5.4581336148995092,5.7788211724109342,5.236171392008572,3.9867512285187741,6.3284742349720391,5.7827984528676879,6.529966045707738,6.8006334150936896,5.5672737814926867,0.5999181061578186,2.2091381120464026,6.0730780773917221,5.8995201369678227,"Baker"]
[null,null,null,null,null,null,null,null,null,null,97429,"Days Creek","Douglas","4C",null,97464,"Ophir","OR",42.739888999999998,124.51056,0.51988899999999916,-2.5431110000000032,0.57288899999999643,0.54988900000000029,-0.67711100000000357,-2.9601110000000048,-2.8601110000000034,-2.7931110000000032,-2.8101079999999996,-1.510111000000002,-0.49311099999999897,-2.160108000000001,0.1398889999999966,-3.410108000000001,-2.510111000000002,-2.0931110000000004,-0.78011100000000511,-1.743110999999999,-1.3101079999999996,2.7705600000000032,6.5105599999999981,4.1105629999999991,1.8105630000000019,0.26055999999999813,5.6775599999999997,1.8935599999999937,1.5605630000000019,2.1105599999999924,3.3435599999999965,1.1605629999999962,1.5105599999999981,1.1435599999999937,0.62756000000000256,1.7435600000000022,6.6935600000000051,5.4905600000000021,1.2275599999999969,1.4405600000000049,2.8189159770949215,6.9896212395179891,4.1502927587448566,1.8922252216081488,0.72551417623710424,6.4028856530412144,3.4301318350642145,3.1995040139512287,3.5144232080476545,3.6687639207123945,1.2609777695463114,2.6358789967037559,1.1520843744800051,3.4673719335058375,3.0562491236679343,7.0131917934647321,5.5457030470375015,2.131980185630483,1.9472021172092056,"North Bend"]
[null,null,null,null,null,null,null,null,null,null,97430,"Deadwood","Lane","4C",null,97848,"Kimberly","OR",44.675474999999999,119.57602,{"$f":"$S291-VLOOKUP(U$18,$A$19:$F$37,5,FALSE)","v":2.4554749999999999},-0.60752500000000254,2.5084749999999971,2.485475000000001,1.2584749999999971,-1.0245250000000041,-0.92452500000000271,-0.85752500000000254,-0.87452199999999891,0.42547499999999872,1.4424750000000017,-0.22452200000000033,2.0754749999999973,-1.4745220000000003,-0.57452500000000128,-0.15752499999999969,{"$f":"$S291-VLOOKUP(AK$18,$A$19:$F$37,5,FALSE)","v":1.1554749999999956},0.19247500000000173,0.62547800000000109,{"$f":"$T291-VLOOKUP(AN$18,$A$19:$F$37,6,FALSE)","v":-2.1639799999999951},1.5760199999999998,-0.82397699999999929,-3.1239769999999965,-4.6739800000000002,0.74302000000000135,-3.0409800000000047,-3.3739769999999965,-2.8239800000000059,-1.5909800000000018,-3.7739770000000021,-3.4239800000000002,-3.7909800000000047,-4.3069799999999958,-3.1909799999999962,1.7590200000000067,{"$f":"$T291-VLOOKUP(BD$18,$A$19:$F$37,6,FALSE)","v":0.55602000000000373},-3.7069800000000015,-3.4939799999999934,3.2729446857569982,1.6890605868425805,2.6403380317970622,3.9920944718473264,4.8404388608911271,1.265594799303873,3.1784124710340906,3.4812454556026324,2.9562902037662053,1.6468898979667719,4.0402520369593304,3.4313334388957308,4.3219354271003425,4.5523940788209414,3.242288132789092,1.7660593098831714,1.2822950970915368,3.7119735109541141,3.5495237664909296,"Pendleton"]
[null,null,null,null,null,null,null,null,null,null,97431,"Dexter","Lane","4C",null,97409,"Alvadore","OR",44.127631000000001,123.266648,1.9076310000000021,-1.1553690000000003,1.9606309999999993,1.9376310000000032,0.71063099999999935,-1.5723690000000019,-1.4723690000000005,-1.4053690000000003,-1.4223659999999967,-0.12236899999999906,0.89463100000000395,-0.77236599999999811,1.5276309999999995,-2.0223659999999981,-1.1223689999999991,-0.70536899999999747,0.60763099999999781,-0.35536899999999605,7.7634000000003311E-2,1.5266480000000087,5.2666480000000035,2.8666510000000045,0.56665100000000734,-0.98335199999999645,4.4336480000000051,0.64964799999999912,0.31665100000000734,0.86664799999999786,2.099648000000002,-8.3348999999998341E-2,0.26664800000000355,-0.10035200000000088,-0.61635199999999202,0.49964800000000764,5.4496480000000105,4.2466480000000075,-1.6351999999997702E-2,0.19664800000001037,2.4432990296042427,5.39188822974522,3.4730047327871616,2.018788559498498,1.2132508289982711,4.7042086327101877,1.609320662908732,1.4406005282388332,1.665594126388535,2.1032108539243057,0.89850524871144011,0.81709876628226474,1.5309235761673405,2.114202929205232,1.2285602533311117,5.4951077105062378,4.2898991442765952,0.35574501270572595,0.21141777091816238,"Eugene"]
[null,null,null,null,null,null,null,null,null,null,97432,"Dillard","Douglas","4C",null,97419,"Cheshire","OR",44.181193,123.38603000000001,1.9611930000000015,-1.1018070000000009,2.0141929999999988,1.9911930000000027,0.76419299999999879,-1.5188070000000025,-1.418807000000001,-1.3518070000000009,-1.3688039999999972,-6.8806999999999618E-2,0.94819300000000339,-0.71880399999999867,1.581192999999999,-1.9688039999999987,-1.0688069999999996,-0.65180699999999803,0.66119299999999726,-0.30180699999999661,0.13119600000000275,1.6460300000000103,5.3860300000000052,2.9860330000000062,0.686033000000009,-0.8639699999999948,4.5530300000000068,0.76903000000000077,0.436033000000009,0.98602999999999952,2.2190300000000036,3.6033000000003312E-2,0.3860300000000052,1.9030000000000769E-2,-0.49696999999999036,0.6190300000000093,5.5690300000000121,4.3660300000000092,0.10303000000000395,0.31603000000001202,2.5604087064664189,5.4975719937213245,3.6018559824537726,2.1060605025350108,1.1534448847469867,4.7996725809318566,1.6138216890812331,1.4203897149507985,1.6869734886227441,2.2200965168543947,0.94887741164915851,0.81590339582330584,1.5813075109380201,2.0305586352814302,1.2351301729570898,5.6070444537339927,4.4158118329644749,0.31890852316769264,0.34218029065977534,"Corvallis"]
[null,null,null,null,null,null,null,null,null,null,97434,"Dorena","Lane","4C",null,97602,"Klamath Falls","OR",42.804980999999998,121.584833,0.58498099999999909,-2.4780190000000033,0.63798099999999636,0.61498100000000022,-0.61201900000000364,-2.8950190000000049,-2.7950190000000035,-2.7280190000000033,-2.7450159999999997,-1.4450190000000021,-0.42801899999999904,-2.0950160000000011,0.20498099999999653,-3.3450160000000011,-2.4450190000000021,-2.0280190000000005,-0.71501900000000518,-1.678018999999999,-1.2450159999999997,-0.15516699999999162,3.5848330000000033,1.1848360000000042,-1.1151639999999929,-2.6651669999999967,2.7518330000000049,-1.0321670000000012,-1.3651639999999929,-0.81516700000000242,0.41783300000000168,-1.7651639999999986,-1.4151669999999967,-1.7821670000000012,-2.2981669999999923,-1.1821669999999926,3.7678330000000102,2.5648330000000072,-1.698166999999998,-1.4851669999999899,0.60521035041545379,4.357935956648519,1.3456805353638008,1.2734961237699094,2.7345351331167764,3.9942107944185987,2.9795133707117376,3.0505344468235394,2.8634961285367582,1.5042155185511175,1.8163161099480989,2.528198900036347,1.7939165048156513,4.0584114626470509,2.7158123510747192,4.2789515748895877,2.6626341258704782,2.3873665249077254,1.937984999463352,"Klamath Falls"]
[null,null,null,null,null,null,null,null,null,null,97435,"Drain","Douglas","4C",null,97220,"Portland","OR",45.546205,122.56027,3.3262050000000016,0.26320499999999925,3.3792049999999989,3.3562050000000028,2.1292049999999989,-0.15379500000000235,-5.3795000000000925E-2,1.3204999999999245E-2,-3.791999999997131E-3,1.2962050000000005,2.3132050000000035,0.64620800000000145,2.9462049999999991,-0.60379199999999855,0.2962050000000005,0.71320500000000209,2.0262049999999974,1.0632050000000035,1.4962080000000029,0.82027000000000783,4.5602700000000027,2.1602730000000037,-0.1397269999999935,-1.6897299999999973,3.7272700000000043,-5.6730000000001723E-2,-0.3897269999999935,0.16026999999999703,1.3932700000000011,-0.78972699999999918,-0.43972999999999729,-0.80673000000000172,-1.3227299999999929,-0.2067299999999932,4.7432700000000096,3.5402700000000067,-0.72272999999999854,-0.50972999999999047,3.4258550137046115,4.5678593832259136,4.0107113915805517,3.3591123286597631,2.7182165853597806,3.730441603205314,7.8180527786657308E-2,0.38995064630539455,0.1603148532232713,1.9029841551954667,2.4442966486402615,0.78163114840952919,3.0546582779297911,1.4540218128226203,0.36121281113077575,4.7965895868757729,4.0790952887772844,1.2855907299467453,1.5806527297809596,"Portland (PDX)"]
[null,null,null,null,null,null,null,null,null,null,97436,"Elkton","Douglas","4C",null,97080,"Gresham","OR",45.481341999999998,122.40855999999999,3.2613419999999991,0.19834199999999669,3.3143419999999963,3.2913420000000002,2.0643419999999963,-0.2186580000000049,-0.11865800000000348,-5.1658000000003312E-2,-6.8654999999999688E-2,1.2313419999999979,2.248342000000001,0.58134499999999889,2.8813419999999965,-0.66865500000000111,0.23134199999999794,0.64834199999999953,1.9613419999999948,0.99834200000000095,1.4313450000000003,0.66855999999999938,4.4085599999999943,2.0085629999999952,-0.29143700000000194,-1.8414400000000057,3.5755599999999959,-0.20844000000001017,-0.54143700000000194,8.5599999999885767E-3,1.2415599999999927,-0.94143700000000763,-0.59144000000000574,-0.95844000000001017,-1.4744400000000013,-0.35844000000000165,4.5915600000000012,3.3885599999999982,-0.87444000000000699,-0.66143999999999892,3.3291626746922405,4.4130194677299972,3.875459742783165,3.3042196788247904,2.766298820909268,3.5822396115508481,0.23984777373160057,0.54389573810887915,6.9186578358810036E-2,1.7486207005991827,2.4374875125696582,0.82931494778823656,3.0365669685623597,1.6189727677218679,0.42661265166893519,4.6371079977248764,3.9152523947459592,1.3271518611538071,1.5767851415538514,"Portland (Troutdale)"]
[null,null,null,null,null,null,null,null,null,null,97437,"Elmira","Lane","4C",null,97825,"Dayville","OR",44.474491,119.54241,2.2544910000000016,-0.80850900000000081,2.3074909999999988,2.2844910000000027,1.0574909999999988,-1.2255090000000024,-1.125509000000001,-1.0585090000000008,-1.0755059999999972,0.22449100000000044,1.2414910000000035,-0.42550599999999861,1.874490999999999,-1.6755059999999986,-0.77550899999999956,-0.35850899999999797,0.95449099999999731,-8.5089999999965471E-3,0.42449400000000281,-2.1975899999999911,1.5424100000000038,-0.85758699999999521,-3.1575869999999924,-4.7075899999999962,0.70941000000000543,-3.0745900000000006,-3.4075869999999924,-2.8575900000000019,-1.6245899999999978,-3.8075869999999981,-3.4575899999999962,-3.8245900000000006,-4.3405899999999917,-3.2245899999999921,1.7254100000000108,0.52241000000000781,-3.7405899999999974,-3.5275899999999893,3.1483537725581234,1.7414693253632156,2.4617006677599913,3.897339450400743,4.8249031931408695,1.4160278447760177,3.2741218940627435,3.5682054965556498,3.0532824573131139,1.6400270964776751,4.0048743632790771,3.4836739175956137,4.2592493678089571,4.6527456307148283,3.3165335634033539,1.7622622878507714,1.0881016851291994,3.7405996780170128,3.5530390321717449,"Burns"]
[null,null,null,null,null,null,null,null,null,null,97438,"Little Fall Creek Store","Lane","4C",null,97303,"Salem","OR",44.984008000000003,123.01992,2.764008000000004,-0.29899199999999837,2.8170080000000013,2.7940080000000052,1.5670080000000013,-0.71599199999999996,-0.61599199999999854,-0.54899199999999837,-0.56598899999999475,0.73400800000000288,1.7510080000000059,8.4011000000003833E-2,2.3840080000000015,-1.1659889999999962,-0.26599199999999712,0.15100800000000447,1.4640079999999998,0.50100800000000589,0.93401100000000525,1.2799200000000042,5.019919999999999,2.619923,0.31992300000000284,-1.230080000000001,4.1869200000000006,0.40291999999999462,6.9923000000002844E-2,0.61991999999999337,1.8529199999999975,-0.33007700000000284,1.991999999999905E-2,-0.34708000000000538,-0.86307999999999652,0.25292000000000314,5.202920000000006,3.999920000000003,-0.2630800000000022,-5.0079999999994129E-2,3.0459703594198078,5.0288162645362169,3.8470158042296898,2.8122644665808068,1.9921372639614987,4.2476986275469217,0.73606431136415917,0.55342699788951255,0.83943097067060002,1.9930078450583166,1.7818473116384081,8.6340341214293376E-2,2.4091406497886356,1.450667927032574,0.36704260033952468,5.205110944299272,4.2594224292107992,0.56587993643882362,0.9353526364537651,"Salem"]
[null,null,null,null,null,null,null,null,null,null,97439,"Florence","Lane","4C",null,97424,"Cottage Grove","OR",43.771819999999998,123.05667,1.5518199999999993,-1.5111800000000031,1.6048199999999966,1.5818200000000004,0.35481999999999658,-1.9281800000000047,-1.8281800000000032,-1.7611800000000031,-1.7781769999999995,-0.47818000000000183,0.53882000000000119,-1.1281770000000009,1.1718199999999968,-2.3781770000000009,-1.4781800000000018,-1.0611800000000002,0.25181999999999505,-0.71117999999999881,-0.27817699999999945,1.316670000000002,5.0566699999999969,2.6566729999999978,0.35667300000000068,-1.1933300000000031,4.2236699999999985,0.43966999999999246,0.10667300000000068,0.65666999999999121,1.8896699999999953,-0.293327000000005,5.666999999999689E-2,-0.31033000000000754,-0.82632999999999868,0.28967000000000098,5.2396700000000038,4.0366700000000009,-0.22633000000000436,-1.3329999999996289E-2,2.0351327232640144,5.2776487644878358,3.1037652394034212,1.6215332686469932,1.2449633413478507,4.6429803339342293,1.8803063104983733,1.7644075836747617,1.895555045950654,1.9492328802121064,0.61348815907807397,1.1295994122825141,1.2122156661667085,2.5176471381488317,1.5062950644877005,5.3460494480784631,4.0445170294239094,0.74632584123826251,0.2784961978717117,"Eugene"]
[null,null,null,null,null,null,null,null,null,null,97440,"Eugene","Lane","4C",null,97232,"Portland","OR",45.528739999999999,122.6446,3.3087400000000002,0.24573999999999785,3.3617399999999975,3.3387400000000014,2.1117399999999975,-0.17126000000000374,-7.1260000000002321E-2,-4.260000000002151E-3,-2.1256999999998527E-2,1.2787399999999991,2.2957400000000021,0.62874300000000005,2.9287399999999977,-0.62125699999999995,0.2787399999999991,0.69574000000000069,2.008739999999996,1.0457400000000021,1.4787430000000015,0.90460000000000207,4.644599999999997,2.2446029999999979,-5.5396999999999252E-2,-1.605400000000003,3.8115999999999985,2.7599999999992519E-2,-0.30539699999999925,0.24459999999999127,1.4775999999999954,-0.70539700000000494,-0.35540000000000305,-0.72240000000000748,-1.2383999999999986,-0.12239999999999895,4.8276000000000039,3.6246000000000009,-0.6384000000000043,-0.42539999999999623,3.4301693176285051,4.6510963554413669,4.0422194961690261,3.3391995470784628,2.6526882567689705,3.8154455241295202,7.6418241277851448E-2,0.30542671004514249,0.24552193394683838,1.9540925637236286,2.4016675613433716,0.72223744021547531,3.0165178182135768,1.3854944316196283,0.30443020152409195,4.8774763871904128,4.1440030824795473,1.2252047614990769,1.5387157047515312,"Portland (PDX)"]
[null,null,null,null,null,null,null,null,null,null,97441,"Gardiner","Douglas","4C",null,97824,"Cove","OR",45.331654999999998,117.83718,3.1116549999999989,4.8654999999996562E-2,3.1646549999999962,3.1416550000000001,1.9146549999999962,-0.36834500000000503,-0.26834500000000361,-0.20134500000000344,-0.21834199999999981,1.0816549999999978,2.0986550000000008,0.43165799999999876,2.7316549999999964,-0.81834200000000124,8.1654999999997813E-2,0.4986549999999994,1.8116549999999947,0.84865500000000083,1.2816580000000002,-3.9028199999999913,-0.16281999999999641,-2.5628169999999955,-4.8628169999999926,-6.4128199999999964,-0.99581999999999482,-4.7798200000000008,-5.1128169999999926,-4.5628200000000021,-3.329819999999998,-5.5128169999999983,-5.1628199999999964,-5.5298200000000008,-6.045819999999992,-4.9298199999999923,2.0180000000010523E-2,-1.1828199999999924,-5.4458199999999977,-5.2328199999999896,4.9914327393469824,0.16993428560769747,4.0722318505352755,5.7893855731427948,6.6925454142220762,1.0617605716097172,4.7873466838557874,5.1167799918028454,4.5680411098592382,3.5010967954949463,5.8987714046667366,5.1808338114017864,6.1677263453743629,6.100952638839602,4.9304961993114773,0.49906316376286464,2.1635981584908421,5.5115488550338529,5.3874903602107622,"La Grande"]
[null,null,null,null,null,null,null,null,null,null,97442,"Glendale","Douglas","4C",null,97147,"Wheeler","OR",45.688054000000001,123.88420000000001,3.4680540000000022,0.4050539999999998,3.5210539999999995,3.4980540000000033,2.2710539999999995,-1.1946000000001789E-2,8.8053999999999633E-2,0.1550539999999998,0.13805700000000343,1.4380540000000011,2.4550540000000041,0.78805700000000201,3.0880539999999996,-0.46194299999999799,0.43805400000000105,0.85505400000000265,2.1680539999999979,1.2050540000000041,1.6380570000000034,2.1442000000000121,5.884200000000007,3.4842030000000079,1.1842030000000108,-0.36579999999999302,5.0512000000000086,1.2672000000000025,0.93420300000001077,1.4842000000000013,2.7172000000000054,0.53420300000000509,0.88420000000000698,0.51720000000000255,1.2000000000114142E-3,1.1172000000000111,6.0672000000000139,4.864200000000011,0.60120000000000573,0.8142000000000138,4.077375649473086,5.8981249887499061,4.9535332658744755,3.6930635700086518,2.3003251750385187,5.0512141260211978,1.2702556226665587,0.94698309812003512,1.4906070492416854,3.0742763615062376,2.5125013409200454,1.1844169347189424,3.1310658483839013,0.46194455863122597,1.2000113111617012,6.1271553907923844,5.3254952621250258,1.3466984008737877,1.8292491288091499,"Astoria"]
[null,null,null,null,null,null,null,null,null,null,97443,"Glide","Douglas","4C",null,97115,"Dundee","OR",45.272559000000001,123.01631,3.0525590000000022,-1.0441000000000145E-2,3.1055589999999995,3.0825590000000034,1.8555589999999995,-0.42744100000000174,-0.32744100000000032,-0.26044100000000014,-0.27743799999999652,1.0225590000000011,2.0395590000000041,0.37256200000000206,2.6725589999999997,-0.87743799999999794,2.2559000000001106E-2,0.4395590000000027,1.752558999999998,0.78955900000000412,1.2225620000000035,1.2763100000000094,5.0163100000000043,2.6163130000000052,0.31631300000000806,-1.2336899999999957,4.1833100000000059,0.39930999999999983,6.631300000000806E-2,0.61630999999999858,1.8493100000000027,-0.33368699999999762,1.6310000000004266E-2,-0.35069000000000017,-0.8666899999999913,0.24931000000000836,5.1993100000000112,3.9963100000000082,-0.26668999999999699,-5.3689999999988913E-2,3.3086377354707537,5.0163208659914336,4.0607376690017816,3.0987455368987664,2.2282482398918186,4.2050907676982492,0.5163972158919915,0.26875068083634901,0.67587710417205016,2.1131905698684661,2.0666755740681739,0.37291883827986172,{"$f":"SQRT(AG303^2+AZ303^2)","v":2.6954693625750967},1.2333081528733933,0.25032855326750925,5.2178574712789079,4.3637090490293984,0.83338284754427538,1.2237403564253355,"Aurora"]
[null,null,null,null,null,null,null,null,null,null,97444,"Gold Beach","Curry","4C",null,97720,"Burns","OR",43.600794999999998,118.96382,1.3807949999999991,-1.6822050000000033,1.4337949999999964,1.4107950000000002,0.18379499999999638,-2.0992050000000049,-1.9992050000000035,-1.9322050000000033,-1.9492019999999997,-0.64920500000000203,0.36779500000000098,-1.2992020000000011,1.0007949999999965,-2.5492020000000011,-1.649205000000002,-1.2322050000000004,8.0794999999994843E-2,-0.88220499999999902,-0.44920199999999966,-2.7761799999999965,0.96381999999999834,-1.4361770000000007,-3.7361769999999979,-5.2861800000000017,0.13081999999999994,-3.6531800000000061,-3.9861769999999979,-3.4361800000000073,-2.2031800000000032,-4.3861770000000035,-4.0361800000000017,-4.4031800000000061,-4.9191799999999972,-3.8031799999999976,1.1468200000000053,-5.6179999999997676E-2,-4.3191800000000029,-4.1061799999999948,3.1006080410824226,1.9387528605846098,2.0293773619891375,3.9936651220844723,5.2893742157674017,2.1032773246590715,4.1644381066867906,4.4297881707090685,3.9505343219878561,2.2968389678915275,4.4015703830967006,4.240126746832459,4.5154827808801405,5.5404659288911775,4.145365513971595,1.6833078370948711,9.8407440902600979E-2,4.4083558765627151,4.1306775024448417,"Burns"]
[null,null,null,null,null,null,null,null,null,null,97446,"Harrisburg","Linn","4C",null,97347,"Grand Ronde","OR",45.060436000000003,123.66311,2.840436000000004,-0.22256399999999843,2.8934360000000012,2.8704360000000051,1.6434360000000012,-0.63956400000000002,-0.5395639999999986,-0.47256399999999843,-0.48956099999999481,0.81043600000000282,1.8274360000000058,0.16043900000000377,2.4604360000000014,-1.0895609999999962,-0.18956399999999718,0.22743600000000441,1.5404359999999997,0.57743600000000583,1.0104390000000052,1.9231100000000083,5.6631100000000032,3.2631130000000041,0.96311300000000699,-0.5868899999999968,4.8301100000000048,1.0461099999999988,0.71311300000000699,1.2631099999999975,2.4961100000000016,0.31311300000000131,0.6631100000000032,0.29610999999999876,-0.21988999999999237,0.89611000000000729,5.8461100000000101,4.6431100000000072,0.38011000000000195,0.59311000000001002,3.4302228414778035,5.6674817693748283,4.3611785490696242,3.0277036646384405,1.7450850289301092,4.8722689501089782,1.1770622082948698,0.85548049940662496,1.3546648459382817,2.6243802396367819,1.8540663647413007,0.68224302475071552,2.4781901545676446,1.1115281304676856,0.91594085081735055,5.8505323916884802,4.8919744012204385,0.69131465064470332,1.1716511617461156,"Salem"]
[null,null,null,null,null,null,null,null,null,null,97447,"Idleyld Park","Douglas","4C",null,97227,"Portland","OR",45.543830999999997,122.67497,3.3238309999999984,0.26083099999999604,3.3768309999999957,3.3538309999999996,2.1268309999999957,-0.15616900000000555,-5.6169000000004132E-2,1.0830999999996038E-2,-6.1660000000003379E-3,1.2938309999999973,2.3108310000000003,0.64383399999999824,2.9438309999999959,-0.60616600000000176,0.29383099999999729,0.71083099999999888,2.0238309999999942,1.0608310000000003,1.4938339999999997,0.93497000000000696,4.6749700000000018,2.2749730000000028,-2.5026999999994359E-2,-1.5750299999999982,3.8419700000000034,5.7969999999997412E-2,-0.27502699999999436,0.27496999999999616,1.5079700000000003,-0.67502700000000004,-0.32502999999999815,-0.69203000000000259,-1.2080299999999937,-9.2029999999994061E-2,4.8579700000000088,3.6549700000000058,-0.6080299999999994,-0.39502999999999133,3.4528280318401325,4.6822406293847196,4.0716691605888098,3.3539243770976706,2.646531617695314,3.8451426810277183,8.0718507549385254E-2,0.27524018836281305,0.27503912531855884,1.9869504718188105,2.4074055248939681,0.72122584566555614,3.0240777895849469,1.3515819251736045,0.3079061179336931,4.9096999125670688,4.177881953509579,1.2227276440242119,1.5451824230348961,"Portland (PDX)"]
[null,null,null,null,null,null,null,null,null,null,97448,"Junction City","Lane","4C",null,97530,"Jacksonville","OR",42.224913000000001,123.04526,{"$f":"$S307-VLOOKUP(U$18,$A$19:$F$37,5,FALSE)","v":4.9130000000019436E-3},-3.0580870000000004,5.7912999999999215E-2,3.491300000000308E-2,-1.1920870000000008,-3.475087000000002,-3.3750870000000006,-3.3080870000000004,-3.3250839999999968,-2.0250869999999992,-1.0080869999999962,-2.6750839999999982,-0.37508700000000061,-3.9250839999999982,-3.0250869999999992,-2.6080869999999976,{"$f":"$S307-VLOOKUP(AK$18,$A$19:$F$37,5,FALSE)","v":-1.2950870000000023},-2.2580869999999962,-1.8250839999999968,{"$f":"$T307-VLOOKUP(AN$18,$A$19:$F$37,6,FALSE)","v":1.3052600000000041},5.045259999999999,2.6452629999999999,0.34526300000000276,-1.204740000000001,4.2122600000000006,0.42825999999999453,9.5263000000002762E-2,0.64525999999999328,1.8782599999999974,-0.30473700000000292,4.5259999999998968E-2,-0.32174000000000547,-0.8377399999999966,0.27826000000000306,5.2282600000000059,{"$f":"$T307-VLOOKUP(BD$18,$A$19:$F$37,6,FALSE)","v":4.0252600000000029},-0.23774000000000228,-2.4739999999994211E-2,1.3052692462358142,5.8997071594418138,2.6458968715235294,0.34702371206878951,1.6948362408117794,5.4607109395360798,3.4021491568079432,3.3094583603269587,3.3871144171190868,2.7620351165705674,1.0531400850494648,2.675466851720647,0.49417293042922128,4.0134888457121667,3.0378577954158743,5.8426723703429619,4.22847116641098,2.2705675958158533,1.8252516743331555,"Medford"]
[null,null,null,null,null,null,null,null,null,null,97449,"Lakeside","Coos","4C",null,97051,"Saint Helens","OR",45.862488999999997,122.84824,3.6424889999999976,0.57948899999999526,3.6954889999999949,3.6724889999999988,2.4454889999999949,0.16248899999999367,0.26248899999999509,0.32948899999999526,0.31249199999999888,1.6124889999999965,2.6294889999999995,0.96249199999999746,3.2624889999999951,-0.28750800000000254,0.61248899999999651,1.0294889999999981,2.3424889999999934,1.3794889999999995,1.8124919999999989,1.1082400000000092,4.8482400000000041,2.4482430000000051,0.1482430000000079,-1.4017599999999959,4.0152400000000057,0.23123999999999967,-0.1017569999999921,0.44823999999999842,1.6812400000000025,-0.50175699999999779,-0.1517599999999959,-0.51876000000000033,-1.0347599999999915,8.1240000000008195E-2,5.031240000000011,3.8282400000000081,-0.43475999999999715,-0.22175999999998908,3.8073510493151277,4.8827490820971988,4.4328921412741353,3.6754797567351658,2.8187492876665998,4.0185264628618587,0.34981768497461257,0.344844150552094,0.54641591088107777,2.3295254265023591,2.6769334112319632,0.974382854767054,3.3034748996656487,1.0739595465677392,0.61785331003483102,5.1354866895671245,4.4880592924694112,1.4463769075593667,1.8260078717420665,"Portland (Hillsboro)"]
[null,null,null,null,null,null,null,null,null,null,97450,"Langlois","Curry","4C",null,97071,"Woodburn","OR",45.144415000000002,122.84520999999999,2.9244150000000033,-0.13858499999999907,2.9774150000000006,2.9544150000000045,1.7274150000000006,-0.55558500000000066,-0.45558499999999924,-0.38858499999999907,-0.40558199999999545,0.89441500000000218,1.9114150000000052,0.24441800000000313,2.5444150000000008,-1.0055819999999969,-0.10558499999999782,0.31141500000000377,1.6244149999999991,0.66141500000000519,1.0944180000000046,1.1052099999999996,4.8452099999999945,2.4452129999999954,0.14521299999999826,-1.4047900000000055,4.0122099999999961,0.22820999999999003,-0.10478700000000174,0.44520999999998878,1.6782099999999929,-0.50478700000000742,-0.15479000000000553,-0.52179000000000997,-1.0377900000000011,7.8209999999998558E-2,5.0282100000000014,3.8252099999999984,-0.43779000000000678,-0.22478999999999871,3.1262904913531337,4.8471915318383019,3.8527998517434021,2.9579815428082079,2.2265213958830525,4.0504942632134373,0.50954636327324987,0.40246567256599619,0.60225302226222688,1.9016747872138864,1.9769464377149997,0.28930970053560812,2.5973664539923922,1.4450616744014755,0.13139633299677472,5.0378442915918926,4.1558339279048413,0.79317708383753294,1.1172650996178164,"Aurora"]
[null,null,null,null,null,null,null,null,null,null,97451,"Lorane","Lane","4C",null,97259,"Portland","OR",45.580556999999999,122.374776,3.360557,0.29755699999999763,3.4135569999999973,3.3905570000000012,2.1635569999999973,-0.11944300000000396,-1.9443000000002542E-2,4.7556999999997629E-2,3.0560000000001253E-2,1.3305569999999989,2.3475570000000019,0.68055999999999983,2.9805569999999975,-0.56944000000000017,0.33055699999999888,0.74755700000000047,2.0605569999999958,1.0975570000000019,1.5305600000000013,0.63477600000000223,4.3747759999999971,1.9747789999999981,-0.32522099999999909,-1.8752240000000029,3.5417759999999987,-0.24222400000000732,-0.57522099999999909,-2.5224000000008573E-2,1.2077759999999955,-0.97522100000000478,-0.62522400000000289,-0.99222400000000732,-1.5082239999999985,-0.3922239999999988,4.557776000000004,3.3547760000000011,-0.90822400000000414,-0.69522399999999607,3.4199830292597948,4.3848837177769004,3.9436180711486215,3.4061188277994661,2.8631178708577472,3.5437894780058521,0.24300307904428628,0.57718356446627861,3.9625292125112579E-2,1.7969710060056578,2.5420621288808065,0.92415743451860166,3.1413736639287277,1.6121419130386738,0.5129401489696418,4.6186755173344922,3.9370569160763971,1.4246059814647036,1.6810563118991577,"Portland (Troutdale)"]
[null,null,null,null,null,null,null,null,null,null,97452,"Lowell","Lane","4C",null,97875,"Stanfield","OR",45.786324,119.21099,3.5663240000000016,0.50332399999999922,3.6193239999999989,3.5963240000000027,2.3693239999999989,8.6323999999997625E-2,0.18632399999999905,0.25332399999999922,0.23632700000000284,1.5363240000000005,2.5533240000000035,0.88632700000000142,3.186323999999999,-0.36367299999999858,0.53632400000000047,0.95332400000000206,2.2663239999999973,1.3033240000000035,1.7363270000000028,-2.5290099999999995,1.2109899999999953,-1.1890070000000037,-3.4890070000000009,-5.0390100000000047,0.37798999999999694,-3.4060100000000091,-3.7390070000000009,-3.1890100000000103,-1.9560100000000062,-4.1390070000000065,-3.7890100000000047,-4.1560100000000091,-4.6720100000000002,-3.5560100000000006,1.3939900000000023,0.19098999999999933,-4.0720100000000059,-3.8590099999999978,4.3720199511296851,1.3114235887294341,3.8096251604357354,5.0106602518056471,5.568241912585699,0.38772190172338378,3.4111025714680672,3.7475787376684973,3.1977547171459335,2.4872206482489698,4.8632131759799586,3.8912944287253617,5.2368960036529337,4.6861429225994593,3.5962272666053803,1.6887968406756364,2.2743574154200097,4.2755021797533983,4.231641481863627,"Pendleton"]
[null,null,null,null,null,null,null,null,null,null,97453,"Mapleton","Lane","4C",null,97119,"Gaston","OR",45.439570000000003,123.17165,3.2195700000000045,0.1565700000000021,3.2725700000000018,3.2495700000000056,2.0225700000000018,-0.2604299999999995,-0.16042999999999807,-9.3429999999997904E-2,-0.11042699999999428,1.1895700000000033,2.2065700000000064,0.5395730000000043,2.8395700000000019,-0.7104269999999957,0.18957000000000335,0.60657000000000494,1.9195700000000002,0.95657000000000636,1.3895730000000057,1.4316500000000048,5.1716499999999996,2.7716530000000006,0.47165300000000343,-1.0783500000000004,4.3386500000000012,0.5546499999999952,0.22165300000000343,0.77164999999999395,2.004649999999998,-0.17834700000000225,0.17164999999999964,-0.1953500000000048,-0.71134999999999593,0.40465000000000373,5.3546500000000066,4.1516500000000036,-0.11135000000000161,0.10165000000000646,3.523528445663529,5.1740195097622115,4.2885632509395286,3.2836202181904408,2.2920794330476437,4.3464592034666572,0.57738583927906828,0.24053942984259594,0.77951128588942786,2.3310294737304376,2.2137657548415164,0.5662179305082139,2.8462816809655389,1.0053483698842844,0.44685389938995079,5.3888963422392973,4.5739421408015239,0.96302906882399586,1.3932859881693411,"Portland (Hillsboro)"]
[null,null,null,null,null,null,null,null,null,null,97454,"Marcola","Lane","4C",null,97381,"Silverton","OR",45.003489000000002,122.78012,2.783489000000003,-0.2795109999999994,2.8364890000000003,2.8134890000000041,1.5864890000000003,-0.69651100000000099,-0.59651099999999957,-0.5295109999999994,-0.54650799999999577,0.75348900000000185,1.7704890000000049,0.1034920000000028,2.4034890000000004,-1.1465079999999972,-0.24651099999999815,0.17048900000000344,1.4834889999999987,0.52048900000000486,0.95349200000000423,1.0401200000000017,4.7801199999999966,2.3801229999999975,8.0123000000000388E-2,-1.4698800000000034,3.9471199999999982,0.16311999999999216,-0.16987699999999961,0.38011999999999091,1.613119999999995,-0.5698770000000053,-0.21988000000000341,-0.58688000000000784,-1.102879999999999,1.3120000000000687E-2,4.9631200000000035,3.7601200000000006,-0.50288000000000466,-0.28987999999999658,2.9714744871058576,4.7882850388757108,3.7027902104021488,2.8146296467297476,2.162751618083087,4.0081022775773807,0.61841208552307325,0.55609360205814207,0.66570429506199558,{"$f":"SQRT(AD313^2+AW313^2)","v":1.7804218060675923},1.8599438416925451,0.24301812373566314,2.4741033744613441,1.5908566523932919,0.24685989451711088,4.9660473853479319,4.0421828295515043,0.72373827694893256,0.99658286582903177,"Salem"]
[null,null,null,null,null,null,null,null,null,null,97455,"Pleasant Hill","Lane","4C",null,97637,"Plush","OR",42.543512,119.86512,0.32351200000000091,-2.7394880000000015,0.37651199999999818,0.35351200000000205,-0.87348800000000182,-3.1564880000000031,-3.0564880000000016,-2.9894880000000015,-3.0064849999999979,-1.7064880000000002,-0.68948799999999721,-2.3564849999999993,-5.6488000000001648E-2,-3.6064849999999993,-2.7064880000000002,-2.2894879999999986,-0.97648800000000335,-1.9394879999999972,-1.5064849999999979,-1.8748799999999903,1.8651200000000046,-0.5348769999999945,-2.8348769999999917,-4.3848799999999954,1.0321200000000061,-2.7518799999999999,-3.0848769999999917,-2.5348800000000011,-1.301879999999997,-3.4848769999999973,-3.1348799999999954,-3.5018799999999999,-4.017879999999991,-2.9018799999999914,2.0481200000000115,0.84512000000000853,-3.4178799999999967,-3.2048799999999886,1.9025864050139651,3.3141314271682143,0.65410602448914412,2.8568336212094945,4.4710349920956745,3.3209468813192466,4.1127803768915268,4.2957542535942341,3.9325015791001268,2.1463906514295092,3.5524303522057936,3.9217973136847557,3.5023355676668104,5.3990826766798934,3.9681210702981264,3.0718969443234974,1.2914165201607191,3.9298240923155792,3.54129254222592,"Lakeview"]
[null,null,null,null,null,null,null,null,null,null,97456,"Monroe","Benton","4C",null,97415,"Brookings","OR",42.098284999999997,124.27265,-0.12171500000000179,-3.1847150000000042,-6.8715000000004522E-2,-9.1715000000000657E-2,-1.3187150000000045,-3.6017150000000058,-3.5017150000000044,-3.4347150000000042,-3.4517120000000006,-2.1517150000000029,-1.1347149999999999,-2.801712000000002,-0.50171500000000435,-4.051712000000002,-3.1517150000000029,-2.7347150000000013,-1.4217150000000061,-2.3847149999999999,-1.9517120000000006,2.5326500000000038,6.2726499999999987,3.8726529999999997,1.5726530000000025,2.2649999999998727E-2,5.4396500000000003,1.6556499999999943,1.3226530000000025,1.872649999999993,3.1056499999999971,0.92265299999999684,1.2726499999999987,0.90564999999999429,0.38965000000000316,1.5056500000000028,6.4556500000000057,5.2526500000000027,0.98964999999999748,1.2026500000000055,2.5355730247273534,7.0348097098446818,3.8732625794843805,1.5753250774471941,1.318909501719133,6.5239668196370406,3.8733944885236014,3.6805812162801184,3.9269751404158364,3.7782190730190588,1.4624864750260065,3.0772110999156372,1.035335628540327,4.0704050478354139,3.4928912613657221,7.0109972938038627,5.4416546714878047,2.5819126154316288,2.2924979287763851,"Sexton"]
[null,null,null,null,null,null,null,null,null,null,97457,"Myrtle Creek","Douglas","4C",null,97014,"Cascade Locks","OR",45.655523000000002,121.89435,3.4355230000000034,0.37252300000000105,3.4885230000000007,3.4655230000000046,2.2385230000000007,-4.4477000000000544E-2,5.5523000000000877E-2,0.12252300000000105,0.10552600000000467,1.4055230000000023,2.4225230000000053,0.75552600000000325,3.0555230000000009,-0.49447399999999675,0.4055230000000023,0.82252300000000389,2.1355229999999992,1.1725230000000053,1.6055260000000047,0.15435000000000798,3.8943500000000029,1.4943530000000038,-0.80564699999999334,-2.3556499999999971,3.0613500000000045,-0.72265000000000157,-1.0556469999999933,-0.50565000000000282,0.72735000000000127,-1.455646999999999,-1.1056499999999971,-1.4726500000000016,-1.9886499999999927,-0.87264999999999304,4.0773500000000098,2.8743500000000068,-1.3886499999999984,-1.1756499999999903,3.4389885440386427,3.9121266988722416,3.7951131221793659,3.5579371484243536,3.2496264622305424,3.0616730762818269,0.72477984659412431,1.0627334915857249,0.51654395667358632,1.5825716179778431,2.8262211297310094,1.3391345933758856,3.3918901553601364,2.0492031034467928,0.96227175269202914,4.1594863995485172,3.5808304073257973,1.8174594928165546,1.9899413707885949,"Portland (Troutdale)"]
[null,null,null,null,null,null,null,null,null,null,97458,"Myrtle Point","Coos","4C",null,97055,"Sandy","OR",45.375143000000001,122.21021,3.1551430000000025,9.2143000000000086E-2,3.2081429999999997,3.1851430000000036,1.9581429999999997,-0.32485700000000151,-0.22485700000000008,-0.15785699999999991,-0.17485399999999629,1.1251430000000013,2.1421430000000043,0.47514600000000229,2.7751429999999999,-0.77485399999999771,0.12514300000000134,0.54214300000000293,1.8551429999999982,0.89214300000000435,1.3251460000000037,0.47021000000000868,4.2102100000000036,1.8102130000000045,-0.48978699999999264,-2.0397899999999964,3.3772100000000052,-0.40679000000000087,-0.73978699999999264,-0.18979000000000212,1.043210000000002,-1.1397869999999983,-0.78978999999999644,-1.1567900000000009,-1.672789999999992,-0.55678999999999235,4.3932100000000105,3.1902100000000075,-1.0727899999999977,-0.85978999999998962,3.1899882122899803,4.2112181820168173,3.6836194990549735,3.222580834644496,2.8275549954950452,3.3927981747444154,0.46479971444591139,0.7564414305271685,0.25805845348680112,1.5343512878571866,2.4264976896378894,0.92170058338703276,3.0065897250122107,1.8435360331211239,0.57068018587383229,4.4265351163804292,3.6903923090301718,1.3952768601782954,1.5796362763041347,"Portland (Troutdale)"]
[null,null,null,null,null,null,null,null,null,null,97459,"North Bend","Coos","4C",null,97872,"Ritter","OR",44.947425000000003,119.14087000000001,2.7274250000000038,-0.33557499999999862,2.780425000000001,2.7574250000000049,1.530425000000001,-0.75257500000000022,-0.65257499999999879,-0.58557499999999862,-0.602571999999995,0.69742500000000263,1.7144250000000056,4.7428000000003578E-2,2.3474250000000012,-1.2025719999999964,-0.30257499999999737,0.11442500000000422,1.4274249999999995,0.46442500000000564,0.897428000000005,-2.5991299999999882,1.1408700000000067,-1.2591269999999923,-3.5591269999999895,-5.1091299999999933,0.3078700000000083,-3.4761299999999977,-3.8091269999999895,-3.259129999999999,-2.0261299999999949,-4.2091269999999952,-3.8591299999999933,-4.2261299999999977,-4.7421299999999889,-3.6261299999999892,1.3238700000000136,0.12087000000001069,-4.1421299999999945,-3.9291299999999865,3.7675355190794098,1.1891992841929457,3.0522391752210352,4.5023080339703494,5.3334238569163928,0.81311319477979527,3.5368536734681268,3.8538742302719116,3.3143659079956738,2.1428029324986895,4.5448875874716617,3.8594214297073011,4.8343126613330449,4.8922363344470474,3.6387319779732228,1.3288058012836326,1.4325333111397449,4.1680848740788567,4.0303150710687499,"Pendleton"]
[null,null,null,null,null,null,null,null,null,null,97461,"Noti","Lane","4C",null,97267,"Portland","OR",45.408881999999998,122.61476,3.1888819999999996,0.12588199999999716,3.2418819999999968,3.2188820000000007,1.9918819999999968,-0.29111800000000443,-0.19111800000000301,-0.12411800000000284,-0.14111499999999921,1.1588819999999984,2.1758820000000014,0.50888499999999937,2.808881999999997,-0.74111500000000063,0.15888199999999841,0.57588200000000001,1.8888819999999953,0.92588200000000143,1.3588850000000008,0.87476000000000909,4.614760000000004,2.2147630000000049,-8.5236999999992236E-2,-1.635239999999996,3.7817600000000056,-2.2400000000004638E-3,-0.33523699999999224,0.21475999999999829,1.4477600000000024,-0.73523699999999792,-0.38523999999999603,-0.75224000000000046,-1.2682399999999916,-0.15223999999999194,4.7977600000000109,3.5947600000000079,-0.66823999999999728,-0.45523999999998921,3.3066861761473545,4.6164765931957277,3.9261907809087679,3.2200103534139459,2.5771309162562881,3.7929485084198076,0.1911311265178991,0.3574760468800609,0.25697334652644238,1.8544585483434248,2.296744636239084,0.63825841226339997,2.907865730656074,1.4689057630852225,0.22004660307306959,4.8321983708788387,4.0608096073965392,1.1418415719897392,1.4331126615953793,"Portland (PDX)"]
[null,null,null,null,null,null,null,null,null,null,97462,"Oakland","Douglas","4C",null,97299,"Portland","OR",45.580556999999999,122.374776,3.360557,0.29755699999999763,3.4135569999999973,3.3905570000000012,2.1635569999999973,-0.11944300000000396,-1.9443000000002542E-2,4.7556999999997629E-2,3.0560000000001253E-2,1.3305569999999989,2.3475570000000019,0.68055999999999983,2.9805569999999975,-0.56944000000000017,0.33055699999999888,0.74755700000000047,2.0605569999999958,1.0975570000000019,1.5305600000000013,0.63477600000000223,4.3747759999999971,1.9747789999999981,-0.32522099999999909,-1.8752240000000029,3.5417759999999987,-0.24222400000000732,-0.57522099999999909,-2.5224000000008573E-2,1.2077759999999955,-0.97522100000000478,-0.62522400000000289,-0.99222400000000732,-1.5082239999999985,-0.3922239999999988,4.557776000000004,3.3547760000000011,-0.90822400000000414,-0.69522399999999607,3.4199830292597948,4.3848837177769004,3.9436180711486215,3.4061188277994661,2.8631178708577472,3.5437894780058521,0.24300307904428628,0.57718356446627861,3.9625292125112579E-2,1.7969710060056578,2.5420621288808065,0.92415743451860166,3.1413736639287277,1.6121419130386738,0.5129401489696418,4.6186755173344922,3.9370569160763971,1.4246059814647036,1.6810563118991577,"Portland (Troutdale)"]
[null,null,null,null,null,null,null,null,null,null,97463,"Oakridge","Lane","4C",null,97536,"Prospect","OR",42.780225999999999,122.51485,0.56022600000000011,-2.5027740000000023,0.61322599999999738,0.59022600000000125,-0.63677400000000262,-2.9197740000000039,-2.8197740000000024,-2.7527740000000023,-2.7697709999999987,-1.469774000000001,-0.45277399999999801,-2.1197710000000001,0.18022599999999755,-3.3697710000000001,-2.469774000000001,-2.0527739999999994,-0.73977400000000415,-1.702773999999998,-1.2697709999999987,0.7748500000000007,4.5148499999999956,2.1148529999999965,-0.18514700000000062,-1.7351500000000044,3.6818499999999972,-0.10215000000000884,-0.43514700000000062,0.1148499999999899,1.347849999999994,-0.8351470000000063,-0.48515000000000441,-0.85215000000000884,-1.36815,-0.25215000000000032,4.6978500000000025,3.4948499999999996,-0.76815000000000566,-0.55514999999999759,0.9561619599084672,5.1621456989875805,2.2019648813468806,0.61858398191757413,1.8483037222210041,4.69905305711438,2.8216236520088951,2.7869548985738919,2.7721511349385319,1.9942254721008823,0.94998674026799379,2.1745803307629279,0.87100001927440518,3.6369205400917131,2.4826121794545366,5.1267607431570301,3.5722880753903379,1.8680186609282043,1.3858246335453104,"Medford"]
[null,null,null,null,null,null,null,null,null,null,97464,"Ophir","Curry","4C",null,97750,"Mitchell","OR",44.611941000000002,120.11346,2.3919410000000028,-0.67105899999999963,2.444941,2.4219410000000039,1.194941,-1.0880590000000012,-0.9880589999999998,-0.92105899999999963,-0.938055999999996,0.36194100000000162,1.3789410000000046,-0.28805599999999743,2.0119410000000002,-1.5380559999999974,-0.63805899999999838,-0.22105899999999679,1.0919409999999985,0.12894100000000464,0.561944000000004,-1.6265399999999914,2.1134600000000034,-0.2865369999999956,-2.5865369999999928,-4.1365399999999966,1.280460000000005,-2.503540000000001,-2.8365369999999928,-2.2865400000000022,-1.0535399999999981,-3.2365369999999984,-2.8865399999999966,-3.253540000000001,-3.7695399999999921,-2.6535399999999925,2.2964600000000104,1.0934600000000074,-3.1695399999999978,-2.9565399999999897,2.8925791465543313,2.2174384665827853,2.4616742160265637,3.5434406810118864,4.305676156549743,1.6803125301803279,2.6914630071916288,2.9823299337682201,2.4714801700066307,1.1139783746020375,3.518046337649634,2.9008773553419971,3.8253665339521397,4.0712465008564553,2.7291745673519965,2.3070751208144582,1.545312239995857,3.1721616593548614,3.0094700248940747,"Redmond"]
[null,null,null,null,null,null,null,null,null,null,97465,"Port Orford","Curry","4C",null,97213,"Portland","OR",45.537039999999998,122.59979,{"$f":"$S323-VLOOKUP(U$18,$A$19:$F$37,5,FALSE)","v":3.3170399999999987},0.25403999999999627,3.3700399999999959,3.3470399999999998,2.1200399999999959,-0.16296000000000532,-6.2960000000003902E-2,4.0399999999962688E-3,-1.2957000000000107E-2,1.2870399999999975,2.3040400000000005,0.63704299999999847,2.9370399999999961,-0.61295700000000153,0.28703999999999752,0.70403999999999911,{"$f":"$S323-VLOOKUP(AK$18,$A$19:$F$37,5,FALSE)","v":2.0170399999999944},1.0540400000000005,1.4870429999999999,{"$f":"$T323-VLOOKUP(AN$18,$A$19:$F$37,6,FALSE)","v":0.85979000000000383},4.5997899999999987,2.1997929999999997,-0.10020699999999749,-1.6502100000000013,3.7667900000000003,-1.7210000000005721E-2,-0.35020699999999749,0.19978999999999303,1.4327899999999971,-0.75020700000000318,-0.40021000000000129,-0.76721000000000572,-1.2832099999999969,-0.16720999999999719,4.7827900000000056,{"$f":"$T323-VLOOKUP(BD$18,$A$19:$F$37,6,FALSE)","v":3.5797900000000027},-0.68321000000000254,-0.47020999999999447,3.4266591901880168,4.6067997965724521,4.0244575838799657,3.3485397122400982,2.6865894077249663,3.7703133643902866,6.5269791634420649E-2,0.35023030201425775,0.20020970992685949,1.9259696637538155,2.4230994334630611,0.75232428376930582,3.0355913996616848,1.4220914836778236,0.33219142929942913,4.834330616093613,4.1089349965289053,1.2560956276096198,1.5596135187760443,"Portland (PDX)"]
[null,null,null,null,null,null,null,null,null,null,97466,"Powers","Coos","4C",null,97146,"Warrenton","OR",46.136322,123.91753,3.916322000000001,0.85332199999999858,3.9693219999999982,3.9463220000000021,2.7193219999999982,0.43632199999999699,0.53632199999999841,0.60332199999999858,0.58632500000000221,1.8863219999999998,2.9033220000000028,1.2363250000000008,3.5363219999999984,-1.3674999999999216E-2,0.88632199999999983,1.3033220000000014,2.6163219999999967,1.6533220000000028,2.0863250000000022,2.1775300000000044,5.9175299999999993,3.5175330000000002,1.2175330000000031,-0.33247000000000071,5.0845300000000009,1.3005299999999949,0.96753300000000309,1.5175299999999936,2.7505299999999977,0.5675329999999974,0.91752999999999929,0.55052999999999486,3.4530000000003724E-2,1.1505300000000034,6.1005300000000062,4.8975300000000033,0.63452999999999804,0.84753000000000611,4.4809836987634792,5.9787389754515949,5.3036360683754493,4.1298721449668419,2.7395708497105877,5.103216849065304,1.4067763036758847,1.1402269694113556,1.6268602602943447,3.335210033653651,2.9582718505527876,1.539597611885976,3.5789183517627197,3.713928546701236E-2,1.4523381040873393,6.2381980183851233,5.5525616528395263,1.7709042765163812,2.2519012204190973,"Astoria"]
[null,null,null,null,null,null,null,null,null,null,97467,"Reedsport","Douglas","4C",null,97266,"Portland","OR",45.478641000000003,122.56233,3.2586410000000043,0.19564100000000195,3.3116410000000016,3.2886410000000055,2.0616410000000016,-0.22135899999999964,-0.12135899999999822,-5.4358999999998048E-2,-7.1355999999994424E-2,1.2286410000000032,2.2456410000000062,0.57864400000000416,2.8786410000000018,-0.67135599999999584,0.2286410000000032,0.64564100000000479,1.9586410000000001,0.99564100000000622,1.4286440000000056,0.822330000000008,4.5623300000000029,2.1623330000000038,-0.13766699999999332,-1.6876699999999971,3.7293300000000045,-5.4670000000001551E-2,-0.38766699999999332,0.1623299999999972,1.3953300000000013,-0.78766699999999901,-0.43766999999999712,-0.80467000000000155,-1.3206699999999927,-0.20466999999999302,4.7453300000000098,3.5423300000000069,-0.72066999999999837,-0.5076699999999903,3.3607986842090143,4.566522794181699,3.9550790277527992,3.2915212029956655,2.6643186074080925,3.7358937425709837,0.1331045295284865,0.39145958127244068,0.17732091708537462,1.859167694367835,2.3797736875110682,0.72552319579459501,2.9889911033291838,1.4815154834276878,0.30686563147573009,4.7890509612846159,4.0477618995910625,1.2290916360389936,1.5161637469732634,"Portland (PDX)"]
[null,null,null,null,null,null,null,null,null,null,97469,"Riddle","Douglas","4C",null,97903,"Brogan","OR",44.187379,117.62629,1.9673790000000011,-1.0956210000000013,2.0203789999999984,1.9973790000000022,0.77037899999999837,-1.5126210000000029,-1.4126210000000015,-1.3456210000000013,-1.3626179999999977,-6.2621000000000038E-2,0.95437900000000297,-0.71261799999999909,1.5873789999999985,-1.9626179999999991,-1.062621,-0.64562099999999845,0.66737899999999684,-0.29562099999999703,0.13738200000000234,-4.1137099999999975,-0.37371000000000265,-2.7737070000000017,-5.0737069999999989,-6.6237100000000027,-1.2067100000000011,-4.9907100000000071,-5.3237069999999989,-4.7737100000000083,-3.5407100000000042,-5.7237070000000045,-5.3737100000000027,-5.7407100000000071,-6.2567099999999982,-5.1407099999999986,-0.19070999999999572,-1.3937099999999987,-5.6567100000000039,-5.4437099999999958,4.5599550539167586,1.157602928357131,3.4315276227199458,5.4527080970367372,6.6683594659961933,1.9349861275319293,5.1867797710854342,5.4911339537011834,4.964376595104774,3.541263714232679,5.8027287630467486,5.420754890052125,5.956133258561386,6.5573080938769355,5.2493868874127561,0.67319891543361565,1.5452580023222635,5.6644293445801797,5.4454432673588613,"Baker"]
[null,null,null,null,null,null,null,null,null,null,97470,"Roseburg","Douglas","4C",null,97209,"Portland","OR",45.528889999999997,122.68458,3.3088899999999981,0.24588999999999572,3.3618899999999954,3.3388899999999992,2.1118899999999954,-0.17111000000000587,-7.1110000000004447E-2,-4.1100000000042769E-3,-2.1107000000000653E-2,1.278889999999997,2.29589,0.62889299999999793,2.9288899999999956,-0.62110700000000207,0.27888999999999697,0.69588999999999857,2.0088899999999938,1.04589,1.4788929999999993,0.94458000000000197,4.6845799999999969,2.2845829999999978,-1.5416999999999348E-2,-1.5654200000000031,3.8515799999999984,6.7579999999992424E-2,-0.26541699999999935,0.28457999999999117,1.5175799999999953,-0.66541700000000503,-0.31542000000000314,-0.68242000000000758,-1.1984199999999987,-8.241999999999905E-2,4.8675800000000038,3.6645800000000008,-0.59842000000000439,-0.38541999999999632,3.4410731477985164,4.6910288496767922,4.0646800434952999,3.3389255930596891,2.6288056505759396,3.8553789863643741,9.8100400101118895E-2,0.26544881990508018,0.28536166849980921,1.9845928268791002,2.3903745890527297,0.70355965052652036,3.0073399688927731,1.3498090242137957,0.29081383821956985,4.9170720910415824,4.1790890883660259,1.2049864681812843,1.528290902233274,"Portland (PDX)"]
[null,null,null,null,null,null,null,null,null,null,97472,"Saginaw Market","Lane","4C",null,97449,"Lakeside","OR",43.581189999999999,124.1557,1.3611900000000006,-1.7018100000000018,1.4141899999999978,1.3911900000000017,0.16418999999999784,-2.1188100000000034,-2.018810000000002,-1.9518100000000018,-1.9688069999999982,-0.66881000000000057,0.34819000000000244,-1.3188069999999996,0.98118999999999801,-2.5688069999999996,-1.6688100000000006,-1.251809999999999,6.1189999999996303E-2,-0.90180999999999756,-0.4688069999999982,2.4157000000000011,6.155699999999996,3.7557029999999969,1.4557029999999997,-9.4300000000004047E-2,5.3226999999999975,1.5386999999999915,1.2057029999999997,1.7556999999999903,2.9886999999999944,0.80570299999999406,1.155699999999996,0.78869999999999152,0.27270000000000039,1.3887,6.3387000000000029,5.1356999999999999,0.8726999999999947,1.0857000000000028,2.7728044839295838,6.3866109765743486,4.0131332372983799,2.0135741457192493,0.18934319660341656,5.7289170971571917,2.5383442449951468,2.2941843867285399,2.637931669556465,3.0626188966471108,0.87772068467650466,1.7535376794494577,1.2588810531976335,2.5832411217788009,2.171039959581583,6.4611257506799875,5.1360645153755611,1.2549368773368588,1.1825922768431241,"North Bend"]
[null,null,null,null,null,null,null,null,null,null,97473,"Scottsburg","Douglas","4C",null,97032,"Hubbard","OR",45.183166999999997,122.80193,2.9631669999999986,-9.9833000000003835E-2,3.0161669999999958,2.9931669999999997,1.7661669999999958,-0.51683300000000543,-0.41683300000000401,-0.34983300000000384,-0.36683000000000021,0.93316699999999742,1.9501670000000004,0.28316999999999837,2.583166999999996,-0.96683000000000163,-6.6833000000002585E-2,0.35016699999999901,1.6631669999999943,0.70016700000000043,1.1331699999999998,1.0619300000000038,4.8019299999999987,2.4019329999999997,0.10193300000000249,-1.4480700000000013,3.9689300000000003,0.18492999999999427,-0.14806699999999751,0.40192999999999302,1.6349299999999971,-0.54806700000000319,-0.1980700000000013,-0.56507000000000573,-1.0810699999999969,3.4930000000002792E-2,4.9849300000000056,3.7819300000000027,-0.48107000000000255,-0.26806999999999448,3.147706148100391,4.8029676610184451,3.8557159527612992,2.9949021730897991,2.2839116876072483,4.0024394679731268,0.45601409494554135,0.37987756498377467,0.54416171658799606,1.8824974780299137,2.0257168519756172,0.3455676110401546,2.6442495825449206,1.4503353383959161,7.5410574782324394E-2,4.9972136268913951,4.1314790323549992,0.84950701750427171,1.1644465525733658,"Aurora"]
[null,null,null,null,null,null,null,null,null,null,97476,"Sixes","Curry","4C",null,97857,"Lostine","OR",45.464511999999999,117.44226999999999,3.2445120000000003,0.1815119999999979,3.2975119999999976,3.2745120000000014,2.0475119999999976,-0.23548800000000369,-0.13548800000000227,-6.8488000000002103E-2,-8.5484999999998479E-2,1.2145119999999991,2.2315120000000022,0.5645150000000001,2.8645119999999977,-0.6854849999999999,0.21451199999999915,0.63151200000000074,1.944511999999996,0.98151200000000216,1.4145150000000015,-4.2977300000000014,-0.5577300000000065,-2.9577270000000055,-5.2577270000000027,-6.8077300000000065,-1.3907300000000049,-5.1747300000000109,-5.5077270000000027,-4.9577300000000122,-3.7247300000000081,-5.9077270000000084,-5.5577300000000065,-5.9247300000000109,-6.4407300000000021,-5.3247300000000024,-0.37472999999999956,-1.5777300000000025,-5.8407300000000077,-5.6277299999999997,{"$f":"SQRT(U330^2+AN330^2)","v":5.3849179446899669},0.58652311040913507,4.4296426940186739,6.194039234996259,7.108972720656908,1.410526331212578,5.1765034116712521,5.5081528040417531,4.9584669443412768,3.9177356943831803,6.3151313614740525,5.5863261575139944,6.5808703505724919,6.477105265326867,5.3290491620029199,0.73432280302602659,2.5040684637293751,5.9226254937353664,5.8027749946146452,"La Grande"]
[null,null,null,null,null,null,null,null,null,null,97477,"Springfield","Lane","4C",null,97833,"Haines","OR",44.930121999999997,117.98289,2.7101219999999984,-0.35287800000000402,2.7631219999999956,2.7401219999999995,1.5131219999999956,-0.76987800000000561,-0.66987800000000419,-0.60287800000000402,-0.6198750000000004,0.68012199999999723,1.6971220000000002,3.0124999999998181E-2,2.3301219999999958,-1.2198750000000018,-0.31987800000000277,9.712199999999882E-2,1.4101219999999941,0.44712200000000024,0.8801249999999996,-3.7571099999999973,-1.7110000000002401E-2,-2.4171070000000014,-4.7171069999999986,-6.2671100000000024,-0.85011000000000081,-4.6341100000000068,-4.9671069999999986,-4.4171100000000081,-3.184110000000004,-5.3671070000000043,-5.0171100000000024,-5.3841100000000068,-5.900109999999998,-4.7841099999999983,0.16589000000000453,-1.0371099999999984,-5.3001100000000037,-5.0871099999999956,4.6325626608804731,0.3532925628767225,3.6711373491512114,5.4552146634511995,6.4471858930066546,1.1469085172689277,4.6822763723411365,5.0035601157908545,4.4603930059721275,3.2559364900108267,5.6290372740223571,5.017200441254567,5.8666948980651838,6.0248977607694707,4.7947920108159003,0.19222948520973901,1.7504402894654763,5.3189363687662254,5.162684201820305,"Baker"]
[null,null,null,null,null,null,null,null,null,null,97478,"Springfield","Lane","4C",null,97633,"Merrill","OR",42.025618000000001,121.58306,-0.19438199999999739,-3.2573819999999998,-0.14138200000000012,-0.16438199999999625,-1.3913820000000001,-3.6743820000000014,-3.5743819999999999,-3.5073819999999998,-3.5243789999999962,-2.2243819999999985,-1.2073819999999955,-2.8743789999999976,-0.57438199999999995,-4.1243789999999976,-3.2243819999999985,-2.8073819999999969,-1.4943820000000017,-2.4573819999999955,-2.0243789999999962,-0.15693999999999164,3.5830600000000032,1.1830630000000042,-1.116936999999993,-2.6669399999999968,2.7500600000000048,-1.0339400000000012,-1.366936999999993,-0.81694000000000244,0.41606000000000165,-1.7669369999999986,-1.4169399999999968,-1.7839400000000012,-2.2999399999999923,-1.1839399999999927,3.7660600000000102,2.5630600000000072,-1.699939999999998,-1.4869399999999899,0.24982899256090427,4.842401930604689,1.1914809825981318,1.1289684246660678,3.0080746057110987,4.589543886436215,3.7209190538795656,3.7643386213109173,3.6178223144926531,2.2629585072475358,2.1400555263574317,3.2046487481845771,1.8741282254755154,4.7223115250098591,3.4348730988966643,4.6972972673149034,2.9668930087760228,2.9880633021279803,2.5117923678602407,"Klamath Falls"]
[null,null,null,null,null,null,null,null,null,null,97479,"Sutherlin","Douglas","4C",null,97133,"North Plains","OR",45.657490000000003,123.02419999999999,3.4374900000000039,0.37449000000000154,3.4904900000000012,3.4674900000000051,2.2404900000000012,-4.2510000000000048E-2,5.7490000000001373E-2,0.12449000000000154,0.10749300000000517,1.4074900000000028,2.4244900000000058,0.75749300000000375,3.0574900000000014,-0.49250699999999625,0.40749000000000279,0.82449000000000439,2.1374899999999997,1.1744900000000058,1.6074930000000052,1.2841999999999985,5.0241999999999933,2.6242029999999943,0.32420299999999713,-1.2258000000000067,4.1911999999999949,0.4071999999999889,7.4202999999997132E-2,0.62419999999998765,1.8571999999999917,-0.32579700000000855,2.4199999999993338E-2,-0.3428000000000111,-0.85880000000000223,0.25719999999999743,5.2072000000000003,4.0041999999999973,-0.25880000000000791,-4.5799999999999841E-2,3.6695377283930495,5.0381373939284284,4.3669167412842871,3.4826131690598419,2.5538952758678306,4.1914155771171098,0.4112383008670169,0.14492703443112315,0.63338802092318236,2.3302832317338544,2.4462819635743207,0.75787946604259271,3.076647028844878,0.99000029547924895,0.48187128997274881,5.2720693849853699,4.5389956091739032,1.202665456434173,1.6081453246050297,"Portland (Hillsboro)"]
[null,null,null,null,null,null,null,null,null,null,97480,"Swisshome","Lane","4C",null,97731,"Chemult","OR",43.189824000000002,121.88616,0.96982400000000268,-2.0931759999999997,1.022824,0.99982400000000382,-0.22717600000000004,-2.5101760000000013,-2.4101759999999999,-2.3431759999999997,-2.3601729999999961,-1.0601759999999985,-4.317599999999544E-2,-1.7101729999999975,0.58982400000000013,-2.9601729999999975,-2.0601759999999985,-1.6431759999999969,-0.33017600000000158,-1.2931759999999954,-0.86017299999999608,0.14616000000000895,3.8861600000000038,1.4861630000000048,-0.81383699999999237,-2.3638399999999962,3.0531600000000054,-0.7308400000000006,-1.0638369999999924,-0.51384000000000185,0.71916000000000224,-1.4638369999999981,-1.1138399999999962,-1.4808400000000006,-1.9968399999999917,-0.88083999999999207,4.0691600000000108,2.8661600000000078,-1.3968399999999974,-1.1838399999999893,0.98077588498902635,4.4140259755212172,1.8041201172718557,1.2891775260005873,2.3747312438623411,3.9525649313548334,2.5185462982792277,2.5733680128471681,2.415460232653186,1.2810793326628918,1.4644736015186459,2.0409143136175469,1.593982263570082,3.5707133986822512,2.2405812318628353,4.3884040917600196,2.8851151340242986,1.9035404257792847,1.4633436833256117,"Klamath Falls"]
[null,null,null,null,null,null,null,null,null,null,97481,"Tenmile","Douglas","4C",null,97020,"Donald","OR",45.224153999999999,122.83989,3.0041539999999998,-5.8846000000002618E-2,3.057153999999997,3.0341540000000009,1.807153999999997,-0.47584600000000421,-0.37584600000000279,-0.30884600000000262,-0.32584299999999899,0.97415399999999863,1.9911540000000016,0.32415699999999958,2.6241539999999972,-0.92584300000000042,-2.5846000000001368E-2,0.39115400000000022,1.7041539999999955,0.74115400000000164,1.174157000000001,1.099890000000002,4.8398899999999969,2.4398929999999979,0.13989300000000071,-1.4101100000000031,4.0068899999999985,0.22288999999999248,-0.11010699999999929,0.43988999999999123,1.6728899999999953,-0.51010700000000497,-0.16011000000000308,-0.52711000000000752,-1.0431099999999986,7.289000000000101E-2,5.0228900000000039,3.8198900000000009,-0.44311000000000433,-0.23010999999999626,3.1991716533840444,4.8402477275255213,3.9114279273898136,3.037377248081806,2.2922076240637534,4.0350460824897647,0.4369670099858784,0.32788626559372908,0.54742750456018519,1.9358556164693641,2.0554569815894985,0.36154249093156499,2.6765704115184406,1.3947271176645983,7.7336717127120272E-2,5.0380973991990308,4.1827862087149503,0.86351359214317303,1.1964929054319549,"Aurora"]
[null,null,null,null,null,null,null,null,null,null,97482,"Thurston","Lane","4C",null,97122,"Hebo","OR",45.187837000000002,123.82026,2.9678370000000029,-9.5162999999999442E-2,3.0208370000000002,2.9978370000000041,1.7708370000000002,-0.51216300000000103,-0.41216299999999961,-0.34516299999999944,-0.36215999999999582,0.93783700000000181,1.9548370000000048,0.28784000000000276,2.5878370000000004,-0.96215999999999724,-6.2162999999998192E-2,0.3548370000000034,1.6678369999999987,0.70483700000000482,1.1378400000000042,2.0802600000000098,5.8202600000000047,3.4202630000000056,1.1202630000000084,-0.42973999999999535,4.9872600000000062,1.2032600000000002,0.87026300000000845,1.420259999999999,2.6532600000000031,0.47026300000000276,0.82026000000000465,0.45326000000000022,-6.2739999999990914E-2,1.0532600000000087,6.0032600000000116,4.8002600000000086,0.5372600000000034,0.75026000000001147,3.624298294314233,5.8210379198360371,4.5632943330162297,3.2003149638337232,1.8222349322107172,5.0134891289569046,1.2718934570823925,0.93621321595991924,1.4657074514376986,2.8141298595070232,2.0106056266055812,0.86929760910749621,2.6272314260774596,0.9642033878803753,1.0550928234847483,6.0137376002091365,5.0817493372035853,0.88625250587460147,1.3629269728052296,"Salem"]
[null,null,null,null,null,null,null,null,null,null,97484,"Tiller","Douglas","4C",null,97326,"Blodgett","OR",44.637701,123.62496,2.417701000000001,-0.6452990000000014,2.4707009999999983,2.4477010000000021,1.2207009999999983,-1.062299000000003,-0.96229900000000157,-0.8952990000000014,-0.91229599999999778,0.38770099999999985,1.4047010000000029,-0.2622959999999992,2.0377009999999984,-1.5122959999999992,-0.61229900000000015,-0.19529899999999856,1.1177009999999967,0.15470100000000286,0.58770400000000222,1.8849600000000066,5.6249600000000015,3.2249630000000025,0.92496300000000531,-0.62503999999999849,4.7919600000000031,1.0079599999999971,0.67496300000000531,1.2249599999999958,2.4579599999999999,0.27496299999999962,0.62496000000000151,0.25795999999999708,-0.25803999999999405,0.85796000000000561,5.8079600000000084,4.6049600000000055,0.34196000000000026,0.55496000000000834,3.0656732257370534,5.6618535658387543,4.0626038180912998,2.6166384421180586,1.3714174904094645,4.9082949999975591,1.3935575793633348,1.1212204737561697,1.5273542461446152,2.4883487350050033,1.4313593367041022,0.67777149041251472,2.0539641493952594,1.5341524804321096,1.0540424218222955,5.8112426434456426,4.7386614277663943,0.37532524695389341,0.80831713653491954,"Corvallis"]
[null,null,null,null,null,null,null,null,null,null,97486,"Umpqua","Douglas","4C",null,97835,"Helix","OR",45.866695999999997,118.74565,3.6466959999999986,0.58369599999999622,3.6996959999999959,3.6766959999999997,2.4496959999999959,0.16669599999999463,0.26669599999999605,0.33369599999999622,0.31669899999999984,1.6166959999999975,2.6336960000000005,0.96669899999999842,3.266695999999996,-0.28330100000000158,0.61669599999999747,1.0336959999999991,2.3466959999999943,1.3836960000000005,1.8166989999999998,-2.9943499999999972,0.7456499999999977,-1.6543470000000013,-3.9543469999999985,-5.5043500000000023,-8.7350000000000705E-2,-3.8713500000000067,-4.2043469999999985,-3.654350000000008,-2.4213500000000039,-4.6043470000000042,-4.2543500000000023,-4.6213500000000067,-5.1373499999999979,-4.0213499999999982,0.92865000000000464,-0.27434999999999832,-4.5373500000000035,-4.3243499999999955,4.718529817529606,0.94693977787185191,4.0527292641903641,5.3995327272667764,6.0248551364257716,0.18819558686642557,3.8805254256242221,4.2175688158967821,3.6680474614024638,2.911467289686767,5.3043723395728017,4.3627973685585051,5.6593443594568473,5.145155437797869,4.0683620511104941,1.3895748425025571,2.3626785729159123,4.7436441311417985,4.6904582056661548,"Pendleton"]
[null,null,null,null,null,null,null,null,null,null,97487,"Veneta","Lane","4C",null,97228,"Portland","OR",45.580556999999999,122.374776,{"$f":"$S339-VLOOKUP(U$18,$A$19:$F$37,5,FALSE)","v":3.360557},0.29755699999999763,3.4135569999999973,3.3905570000000012,2.1635569999999973,-0.11944300000000396,-1.9443000000002542E-2,4.7556999999997629E-2,3.0560000000001253E-2,1.3305569999999989,2.3475570000000019,0.68055999999999983,2.9805569999999975,-0.56944000000000017,0.33055699999999888,0.74755700000000047,{"$f":"$S339-VLOOKUP(AK$18,$A$19:$F$37,5,FALSE)","v":2.0605569999999958},1.0975570000000019,1.5305600000000013,{"$f":"$T339-VLOOKUP(AN$18,$A$19:$F$37,6,FALSE)","v":0.63477600000000223},4.3747759999999971,1.9747789999999981,-0.32522099999999909,-1.8752240000000029,3.5417759999999987,-0.24222400000000732,-0.57522099999999909,-2.5224000000008573E-2,1.2077759999999955,-0.97522100000000478,-0.62522400000000289,-0.99222400000000732,-1.5082239999999985,-0.3922239999999988,4.557776000000004,{"$f":"$T339-VLOOKUP(BD$18,$A$19:$F$37,6,FALSE)","v":3.3547760000000011},-0.90822400000000414,-0.69522399999999607,3.4199830292597948,4.3848837177769004,3.9436180711486215,3.4061188277994661,2.8631178708577472,3.5437894780058521,0.24300307904428628,0.57718356446627861,3.9625292125112579E-2,1.7969710060056578,2.5420621288808065,0.92415743451860166,3.1413736639287277,1.6121419130386738,0.5129401489696418,4.6186755173344922,3.9370569160763971,1.4246059814647036,1.6810563118991577,"Portland (Troutdale)"]
[null,null,null,null,null,null,null,null,null,null,97488,"Vida","Lane",{"$f":"IFERROR(VLOOKUP(M340,$H$19:$I$36,2,FALSE),\"4C\")","v":"4C"},null,97292,"Portland","OR",45.580556999999999,122.374776,3.360557,0.29755699999999763,3.4135569999999973,3.3905570000000012,2.1635569999999973,-0.11944300000000396,-1.9443000000002542E-2,4.7556999999997629E-2,3.0560000000001253E-2,1.3305569999999989,2.3475570000000019,0.68055999999999983,2.9805569999999975,-0.56944000000000017,0.33055699999999888,0.74755700000000047,2.0605569999999958,1.0975570000000019,1.5305600000000013,0.63477600000000223,4.3747759999999971,1.9747789999999981,-0.32522099999999909,-1.8752240000000029,3.5417759999999987,-0.24222400000000732,-0.57522099999999909,-2.5224000000008573E-2,1.2077759999999955,-0.97522100000000478,-0.62522400000000289,-0.99222400000000732,-1.5082239999999985,-0.3922239999999988,4.557776000000004,3.3547760000000011,-0.90822400000000414,-0.69522399999999607,3.4199830292597948,4.3848837177769004,3.9436180711486215,3.4061188277994661,2.8631178708577472,3.5437894780058521,0.24300307904428628,0.57718356446627861,3.9625292125112579E-2,1.7969710060056578,2.5420621288808065,0.92415743451860166,3.1413736639287277,1.6121419130386738,0.5129401489696418,4.6186755173344922,3.9370569160763971,1.4246059814647036,1.6810563118991577,{"$f":"INDEX($BG$18:$BY$18,MATCH(MIN(BG340:BY340),BG340:BY340,0))","v":"Portland (Troutdale)"}]
[null,null,null,null,null,null,null,null,null,null,97489,"Walterville","Lane","4C",null,97131,"Nehalem","OR",45.715015000000001,123.88233,3.4950150000000022,0.43201499999999982,3.5480149999999995,3.5250150000000033,2.2980149999999995,1.5014999999998224E-2,0.11501499999999965,0.18201499999999982,0.16501800000000344,1.4650150000000011,2.4820150000000041,0.81501800000000202,3.1150149999999996,-0.43498199999999798,0.46501500000000107,0.88201500000000266,2.1950149999999979,1.2320150000000041,1.6650180000000034,2.1423300000000012,5.8823299999999961,3.482332999999997,1.1823329999999999,-0.36767000000000394,5.0493299999999977,1.2653299999999916,0.93233299999999986,1.4823299999999904,2.7153299999999945,0.53233299999999417,0.88232999999999606,0.51532999999999163,-6.6999999999950433E-4,1.1153300000000002,6.065330000000003,4.86233,0.59932999999999481,0.81233000000000288,4.0993545442087616,5.8981728687047612,4.9714236957951972,3.7180158785451716,2.3272417513281685,5.0493523247170007,1.2705465198586705,0.94993383091350092,1.491486898777181,3.0853340109500258,2.5384595492372957,1.2011496864354569,3.157353869797459,0.4349825159980551,1.2083873382012082,6.1291254244896178,5.3348236970986207,1.3700574473813147,1.8526103122956041,"Astoria"]
[null,null,null,null,null,null,null,null,null,null,97490,"Walton","Lane","4C",null,97314,"Salem","OR",44.965541000000002,123.006606,2.7455410000000029,-0.31745899999999949,2.7985410000000002,2.775541000000004,1.5485410000000002,-0.73445900000000108,-0.63445899999999966,-0.56745899999999949,-0.58445599999999587,0.71554100000000176,1.7325410000000048,6.5544000000002711E-2,2.3655410000000003,-1.1844559999999973,-0.28445899999999824,0.13254100000000335,1.4455409999999986,0.48254100000000477,0.91554400000000413,1.2666060000000101,5.006606000000005,2.6066090000000059,0.30660900000000879,-1.243393999999995,4.1736060000000066,0.38960600000000056,5.6609000000008791E-2,0.60660599999999931,1.8396060000000034,-0.34339099999999689,6.6060000000049968E-3,-0.36039399999999944,-0.87639399999999057,0.23960600000000909,5.1896060000000119,3.986606000000009,-0.27639399999999625,-6.3393999999988182E-2,3.0236213621941888,5.0166606279393715,3.8244270430434457,2.7924249178020935,1.9859526348624199,4.2377372577729568,0.74453412139202857,0.57027563121879965,0.84235364020819326,1.973866550179372,1.7662433851431729,6.5876059171753903E-2,2.3928368222503185,1.4734322037922127,0.3719246669918565,5.1912982530304621,4.2405914896293728,0.5560930317105246,0.9177361359192554,"Salem"]
[null,null,null,null,null,null,null,null,null,null,97491,"Wedderburn","Curry","4C",null,97812,"Arlington","OR",45.578519999999997,120.17301,3.3585199999999986,0.29551999999999623,3.4115199999999959,3.3885199999999998,2.1615199999999959,-0.12148000000000536,-2.148000000000394E-2,4.551999999999623E-2,2.8522999999999854E-2,1.3285199999999975,2.3455200000000005,0.67852299999999843,2.9785199999999961,-0.57147700000000157,0.32851999999999748,0.74551999999999907,2.0585199999999944,1.0955200000000005,1.5285229999999999,-1.5669899999999899,2.173010000000005,-0.22698699999999405,-2.5269869999999912,-4.076989999999995,1.3400100000000066,-2.4439899999999994,-2.7769869999999912,-2.2269900000000007,-0.9939899999999966,-3.1769869999999969,-2.826989999999995,-3.1939899999999994,-3.7099899999999906,-2.5939899999999909,2.3560100000000119,1.153010000000009,-3.1099899999999963,-2.8969899999999882,3.7060915059534025,2.1930126608161706,3.419063001550128,4.2270239044236488,4.6145439829413206,1.3455051804062366,2.44408439103481,2.7773600538225054,2.2271726519578592,1.6592111108897465,3.9490138602654947,2.9072780949934889,4.3672821652029734,3.7537463635185757,2.6147102153967179,2.4711501756267373,2.3594356635644882,3.2973022109749022,3.2755050941234898,"Pendleton"]
[null,null,null,null,null,null,null,null,null,null,97492,"Westfir","Lane","4C",null,97821,"Cayuse","OR",45.683275999999999,118.45808,3.4632760000000005,0.40027599999999808,3.5162759999999977,3.4932760000000016,2.2662759999999977,-1.6724000000003514E-2,8.3275999999997907E-2,0.15027599999999808,0.1332790000000017,1.4332759999999993,2.4502760000000023,0.78327900000000028,3.0832759999999979,-0.46672099999999972,0.43327599999999933,0.85027600000000092,2.1632759999999962,1.2002760000000023,1.6332790000000017,-3.2819199999999995,0.45807999999999538,-1.9419170000000037,-4.2419170000000008,-5.7919200000000046,-0.37492000000000303,-4.1589200000000091,-4.4919170000000008,-3.9419200000000103,-2.7089200000000062,-4.8919170000000065,-4.5419200000000046,-4.9089200000000091,-5.4249200000000002,-4.3089200000000005,0.64108000000000231,-0.56192000000000064,-4.8249200000000059,-4.6119199999999978,4.7712974690932866,0.60832406049407106,4.0168692464486568,5.4951648789699679,6.2195131798699528,0.37529281711218826,4.1597536535924906,4.4944300207106362,3.9441724833279137,3.0647230965579961,5.4712616836580823,4.6089655323338059,5.7969031782992611,5.4449596415621855,4.3306488726951766,1.0648722188957718,2.2350653544306005,4.9719729969677093,4.8925868799890502,"Pendleton"]
[null,null,null,null,null,null,null,null,null,null,97493,"Westlake","Lane","4C",null,97313,"Salem","OR",44.984940999999999,122.998756,2.7649410000000003,-0.29805900000000207,2.8179409999999976,2.7949410000000015,1.5679409999999976,-0.71505900000000366,-0.61505900000000224,-0.54805900000000207,-0.56505599999999845,0.73494099999999918,1.7519410000000022,8.4944000000000131E-2,2.3849409999999978,-1.1650559999999999,-0.26505900000000082,0.15194100000000077,1.4649409999999961,0.50194100000000219,0.93494400000000155,1.2587560000000053,4.9987560000000002,2.5987590000000012,0.29875900000000399,-1.2512439999999998,4.1657560000000018,0.38175599999999577,4.8759000000003994E-2,0.59875599999999451,1.8317559999999986,-0.35124100000000169,-1.2439999999998008E-3,-0.36824400000000423,-0.88424399999999537,0.23175600000000429,5.1817560000000071,3.9787560000000042,-0.28424400000000105,-7.124399999999298E-2,3.0379870639976425,5.0076342433345715,3.8333196865852441,2.8108632363674348,2.0060036208883054,4.2266810176564098,0.72390276765391603,0.55022368865944205,0.82328429516904522,1.9736940788827921,1.7868037126562082,8.4953108665898877E-2,2.4132026887555451,1.4626151013414266,0.3520896434390004,5.1839831511123835,4.2398763473734729,0.57683569499208587,0.93765451562502589,"Salem"]
[null,null,null,null,null,null,null,null,null,null,97494,"Wilbur","Douglas","4C",null,97917,"Riverside","OR",43.509918999999996,118.098586,1.2899189999999976,-1.7730810000000048,1.3429189999999949,1.3199189999999987,9.2918999999994867E-2,-2.1900810000000064,-2.090081000000005,-2.0230810000000048,-2.0400780000000012,-0.74008100000000354,0.27691899999999947,-1.3900780000000026,0.90991899999999504,-2.6400780000000026,-1.7400810000000035,-1.3230810000000019,-1.0081000000006668E-2,-0.97308100000000053,-0.54007800000000117,-3.6414139999999975,9.8585999999997398E-2,-2.3014110000000016,-4.6014109999999988,-6.1514140000000026,-0.73441400000000101,-4.518414000000007,-4.8514109999999988,-4.3014140000000083,-3.0684140000000042,-5.2514110000000045,-4.9014140000000026,-5.268414000000007,-5.7844139999999982,-4.6684139999999985,0.28158600000000433,-0.92141399999999862,-5.1844140000000039,-4.9714139999999958,3.8631317536368051,1.7758196507407547,2.6645682636183285,4.7869791473832413,6.1521157450065118,2.3099391139069074,4.9784037262919005,5.2563338386637888,4.7606806914011859,3.1564037070623634,5.2587072197910052,5.0947204089606357,5.3464136261569832,6.3584162469501777,4.9821653085738733,1.3527135720310519,0.9214691454177929,5.2749440903157483,5.0006640964455871,"Burns"]
[null,null,null,null,null,null,null,null,null,null,97495,"Winchester","Douglas","4C",null,97216,"Portland","OR",45.515673999999997,122.56086999999999,3.2956739999999982,0.23267399999999583,3.3486739999999955,3.3256739999999994,2.0986739999999955,-0.18432600000000576,-8.4326000000004342E-2,-1.7326000000004171E-2,-3.4323000000000548E-2,1.2656739999999971,2.2826740000000001,0.61567699999999803,2.9156739999999957,-0.63432300000000197,0.26567399999999708,0.68267399999999867,1.995673999999994,1.0326740000000001,1.4656769999999995,0.82086999999999932,4.5608699999999942,2.1608729999999952,-0.139127000000002,-1.6891300000000058,3.7278699999999958,-5.6130000000010227E-2,-0.389127000000002,0.16086999999998852,1.3938699999999926,-0.78912700000000768,-0.43913000000000579,-0.80613000000001023,-1.3221300000000014,-0.2061300000000017,4.7438700000000011,3.5408699999999982,-0.72213000000000704,-0.50912999999999897,3.3963649202015951,4.5668011065926599,3.9853468707761124,3.3285828630822754,2.6939919664275171,3.7324242539100467,0.1012988211974941,0.38951253176887868,0.16449080591022813,1.8827650546937533,2.4152271140422825,0.75623628928331821,3.0250620574090692,1.4664219737950621,0.33626217624942467,4.7927389212407565,4.064538727970981,1.260114013562269,1.5515870665963278,"Portland (PDX)"]
[null,null,null,null,null,null,null,null,null,null,97496,"Winston","Douglas","4C",null,97753,"Powell Butte","OR",44.229401000000003,121.03751,2.009401000000004,-1.0535989999999984,2.0624010000000013,2.0394010000000051,0.81240100000000126,-1.470599,-1.3705989999999986,-1.3035989999999984,-1.3205959999999948,-2.0598999999997147E-2,0.99640100000000587,-0.6705959999999962,1.6294010000000014,-1.9205959999999962,-1.0205989999999971,-0.60359899999999556,0.70940099999999973,-0.25359899999999413,0.17940400000000523,-0.70248999999999739,3.0375099999999975,0.63751299999999844,-1.6624869999999987,-3.2124900000000025,2.2045099999999991,-1.5794900000000069,-1.9124869999999987,-1.3624900000000082,-0.1294900000000041,-2.3124870000000044,-1.9624900000000025,-2.3294900000000069,-2.8454899999999981,-1.7294899999999984,3.2205100000000044,2.0175100000000015,-2.2454900000000038,-2.0324899999999957,2.1286579290484915,3.2150486548263904,2.1586849492156106,2.6311631389881578,3.3136214908919546,2.6500048601655424,2.0912508885595287,2.3145143935542918,1.89745956355228,0.13111818676675233,2.5180172910387313,2.0739011536994729,2.8427928659860249,3.433001942224323,2.0081727960763209,3.2765860911779843,2.138596824766418,2.2597649862100733,2.0403924611005562,"Redmond"]
[null,null,null,null,null,null,null,null,null,null,97497,"Wolf Creek","Josephine","4C",null,97384,"Mehama","OR",44.790267,122.618719,2.5702670000000012,-0.4927330000000012,2.6232669999999985,2.6002670000000023,1.3732669999999985,-0.90973300000000279,-0.80973300000000137,-0.7427330000000012,-0.75972999999999757,0.54026700000000005,1.5572670000000031,-0.109729999999999,2.1902669999999986,-1.359729999999999,-0.45973299999999995,-4.2732999999998356E-2,1.2702669999999969,0.30726700000000307,0.74027000000000243,0.8787190000000038,4.6187189999999987,2.2187219999999996,-8.1277999999997519E-2,-1.6312810000000013,3.7857190000000003,1.7189999999942529E-3,-0.33127799999999752,0.218718999999993,1.4517189999999971,-0.7312780000000032,-0.38128100000000131,-0.74828100000000575,-1.2642809999999969,-0.14828099999999722,4.8017190000000056,3.5987190000000027,-0.66428100000000256,-0.45128099999999449,2.7163246367564411,4.6449274494065014,3.4357323915830507,2.601536965828664,2.132355494341879,3.8934923241544999,0.80973482464940472,0.81326343983545712,0.79058691733483244,1.5489920872134861,1.7204208852990055,0.39675669353017951,2.3145612945545433,1.8566830962393635,0.48305453755243738,4.8019091478546381,3.8163276447718704,0.73190317409477412,0.86697993855740318,"Salem"]
[null,null,null,null,null,null,null,null,null,null,97498,"Yachats","Lincoln","4C",null,97707,"Bend","OR",43.847830000000002,121.46569,1.627830000000003,-1.4351699999999994,1.6808300000000003,1.6578300000000041,0.43083000000000027,-1.852170000000001,-1.7521699999999996,-1.6851699999999994,-1.7021669999999958,-0.40216999999999814,0.61483000000000487,-1.0521669999999972,1.2478300000000004,-2.3021669999999972,-1.4021699999999981,-0.98516999999999655,0.32782999999999873,-0.63516999999999513,-0.20216699999999577,-0.27430999999999983,3.4656899999999951,1.065692999999996,-1.2343070000000012,-2.7843100000000049,2.6326899999999966,-1.1513100000000094,-1.4843070000000012,-0.93431000000001063,0.29868999999999346,-1.8843070000000068,-1.5343100000000049,-1.9013100000000094,-2.4173100000000005,-1.3013100000000009,3.648690000000002,2.445689999999999,-1.8173100000000062,-1.6043099999999981,1.6507805683978745,3.7510958538805648,1.9901987486552675,2.0668609239977944,2.8174450598015266,3.2189424264810929,2.0965720653008852,2.2456547372980116,1.9417280118464084,0.50095551199681854,1.9820768903221266,1.8604199988145174,2.2742162221301729,3.3381672414648413,1.9129789400304429,3.7793516170105166,2.4675639981568853,1.9251120915416891,1.6169978577564634,"Redmond"]
[null,null,null,null,null,null,null,null,null,null,97499,"Yoncalla","Douglas","4C",null,97406,"Agness","OR",42.625928000000002,124.05435,0.40592800000000295,-2.6570719999999994,0.45892800000000022,0.43592800000000409,-0.79107199999999978,-3.074072000000001,-2.9740719999999996,-2.9070719999999994,-2.9240689999999958,-1.6240719999999982,-0.60707199999999517,-2.2740689999999972,2.5928000000000395E-2,-3.5240689999999972,-2.6240719999999982,-2.2070719999999966,-0.89407200000000131,-1.8570719999999952,-1.4240689999999958,2.3143500000000046,6.0543499999999995,3.6543530000000004,1.3543530000000032,-0.19565000000000055,5.221350000000001,1.437349999999995,1.1043530000000032,1.6543499999999938,2.8873499999999979,0.70435299999999756,1.0543499999999995,0.68734999999999502,0.17135000000000389,1.2873500000000035,6.2373500000000064,5.0343500000000034,0.7713499999999982,0.98435000000000628,2.3496794384945412,6.6117460277663405,3.6830572569256921,1.4227808228230421,0.81490725342458437,6.059077032327945,3.3031922868164947,3.1097689884930366,3.3596210261368697,3.312763179535172,0.92986534605446547,2.5066000357577964,0.68783885008335577,3.5282322966693931,2.9228451692972035,6.6163208685555794,5.113124745562545,2.0108946356495112,1.7311607202281942,"Sexton"]
[null,null,null,null,null,null,null,null,null,null,97501,"Medford","Jackson","4C",null,97203,"Portland","OR",45.589689,122.73875,3.369689000000001,0.30668899999999866,3.4226889999999983,3.3996890000000022,2.1726889999999983,-0.11031100000000293,-1.0311000000001513E-2,5.6688999999998657E-2,3.9692000000002281E-2,1.3396889999999999,2.3566890000000029,0.68969200000000086,2.9896889999999985,-0.56030799999999914,0.33968899999999991,0.7566890000000015,2.0696889999999968,1.1066890000000029,1.5396920000000023,0.99875000000000114,4.738749999999996,2.338752999999997,3.8752999999999815E-2,-1.511250000000004,3.9057499999999976,0.12174999999999159,-0.21124700000000018,0.33874999999999034,1.5717499999999944,-0.61124700000000587,-0.26125000000000398,-0.62825000000000841,-1.1442499999999995,-2.8249999999999886E-2,4.921750000000003,3.71875,-0.54425000000000523,-0.33124999999999716,3.5145846865911494,4.748663991610794,4.1454270691606645,3.3999098652361379,2.6465929141484916,3.9073074590081829,0.12218583887258777,0.21872114147928162,0.34106746746647304,2.0652275127019255,2.4346675209831057,0.73751380825310875,3.0549858230801989,1.2740695104129907,0.34086167168075665,4.9795784264554994,4.2559034433620537,1.2332755593220082,1.5749215908622261,"Portland (PDX)"]
[null,null,null,null,null,null,null,null,null,null,97502,"Central Point","Jackson","4C",null,97123,"Hillsboro","OR",45.491024000000003,122.95744999999999,3.2710240000000042,0.20802400000000176,3.3240240000000014,3.3010240000000053,2.0740240000000014,-0.20897599999999983,-0.10897599999999841,-4.1975999999998237E-2,-5.8972999999994613E-2,1.241024000000003,2.258024000000006,0.59102700000000397,2.8910240000000016,-0.65897299999999603,0.24102400000000301,0.65802400000000461,1.9710239999999999,1.008024000000006,1.4410270000000054,1.2174499999999995,4.9574499999999944,2.5574529999999953,0.25745299999999816,-1.2925500000000056,4.124449999999996,0.34044999999998993,7.4529999999981555E-3,0.55744999999998868,1.7904499999999928,-0.39254700000000753,-4.2550000000005639E-2,-0.40955000000001007,-0.92555000000000121,0.19044999999999845,5.1404500000000013,3.9374499999999983,-0.32555000000000689,-0.11254999999999882,3.4902410391083345,4.9618126211169988,4.1940077968197658,3.3110483982849046,2.4438209948922243,4.1297407631806582,0.35746604185012149,4.2632520275018043E-2,0.56056071680861363,2.1784975949208625,2.2918912565357532,0.59255667849498173,2.9198888627952977,1.1361726177078011,0.30718686670494372,5.1823953715512694,4.4032315531977178,1.059289944763008,1.4454156209301932,"Portland (Hillsboro)"]
[null,null,null,null,null,null,null,null,null,null,97503,"White City","Jackson","4C",null,97482,"Thurston","OR",43.863844999999998,122.99879,1.6438449999999989,-1.4191550000000035,1.6968449999999962,1.673845,0.44684499999999616,-1.8361550000000051,-1.7361550000000037,-1.6691550000000035,-1.6861519999999999,-0.38615500000000225,0.63084500000000077,-1.0361520000000013,1.2638449999999963,-2.2861520000000013,-1.3861550000000022,-0.96915500000000065,0.34384499999999463,-0.61915499999999923,-0.18615199999999987,1.2587900000000047,4.9987899999999996,2.5987930000000006,0.29879300000000342,-1.2512100000000004,4.1657900000000012,0.38178999999999519,4.8793000000003417E-2,0.59878999999999394,1.831789999999998,-0.35120700000000227,-1.2100000000003774E-3,-0.36821000000000481,-0.88420999999999594,0.23179000000000372,5.1817900000000066,3.9787900000000036,-0.28421000000000163,-7.1209999999993556E-2,2.0704537300130634,5.1963354759027061,3.103708750974226,1.7003041906888314,1.3286071346056356,4.5525016757959609,1.7776382613245612,1.6698680100157655,1.789317755795206,1.8720497557824136,0.72201923165107074,1.0361527065080718,1.3163900592624491,2.4511871187659255,1.4054011128944675,5.2716419660410425,3.9936198176748152,0.68126957815904265,0.19930737869933224,"Eugene"]
[null,null,null,null,null,null,null,null,null,null,97504,"Medford","Jackson","4C",null,97362,"Mount Angel","OR",45.067718999999997,122.79115,{"$f":"$S355-VLOOKUP(U$18,$A$19:$F$37,5,FALSE)","v":2.8477189999999979},-0.2152810000000045,2.9007189999999952,2.877718999999999,1.6507189999999952,-0.63228100000000609,-0.53228100000000467,-0.4652810000000045,-0.48227800000000087,0.81771899999999675,1.8347189999999998,0.16772199999999771,2.4677189999999953,-1.0822780000000023,-0.18228100000000325,0.23471899999999835,{"$f":"$S355-VLOOKUP(AK$18,$A$19:$F$37,5,FALSE)","v":1.5477189999999936},0.58471899999999977,1.0177219999999991,{"$f":"$T355-VLOOKUP(AN$18,$A$19:$F$37,6,FALSE)","v":1.0511500000000069},4.7911500000000018,2.3911530000000027,9.1153000000005591E-2,-1.4588499999999982,3.9581500000000034,0.17414999999999736,-0.15884699999999441,0.39114999999999611,1.6241500000000002,-0.55884700000000009,-0.2088499999999982,-0.57585000000000264,-1.0918499999999938,2.4150000000005889E-2,4.9741500000000087,{"$f":"$T355-VLOOKUP(BD$18,$A$19:$F$37,6,FALSE)","v":3.7711500000000058},-0.49184999999999945,-0.27884999999999138,3.0355262847587077,4.7959841775657495,3.7592264345700146,2.8791622935100403,2.2029790147572852,4.008332656537009,0.56004578871821187,0.49164903983431352,0.62095925130719953,1.818385983629712,1.9179425899567482,0.26786002274322029,2.5340166308572205,1.5373555515182529,0.18387383027772458,4.9796848526248212,4.076396254715803,0.76407639111609715,1.0552323875734642,"Aurora"]
[null,null,null,null,null,null,null,null,null,null,97520,"Ashland","Jackson","4C",null,97296,"Portland","OR",45.580556999999999,122.374776,3.360557,0.29755699999999763,3.4135569999999973,3.3905570000000012,2.1635569999999973,-0.11944300000000396,-1.9443000000002542E-2,4.7556999999997629E-2,3.0560000000001253E-2,1.3305569999999989,2.3475570000000019,0.68055999999999983,2.9805569999999975,-0.56944000000000017,0.33055699999999888,0.74755700000000047,2.0605569999999958,1.0975570000000019,1.5305600000000013,0.63477600000000223,4.3747759999999971,1.9747789999999981,-0.32522099999999909,-1.8752240000000029,3.5417759999999987,-0.24222400000000732,-0.57522099999999909,-2.5224000000008573E-2,1.2077759999999955,-0.97522100000000478,-0.62522400000000289,-0.99222400000000732,-1.5082239999999985,-0.3922239999999988,4.557776000000004,3.3547760000000011,-0.90822400000000414,-0.69522399999999607,3.4199830292597948,4.3848837177769004,3.9436180711486215,3.4061188277994661,2.8631178708577472,3.5437894780058521,0.24300307904428628,0.57718356446627861,3.9625292125112579E-2,1.7969710060056578,2.5420621288808065,0.92415743451860166,3.1413736639287277,1.6121419130386738,0.5129401489696418,4.6186755173344922,3.9370569160763971,1.4246059814647036,1.6810563118991577,"Portland (Troutdale)"]
[null,null,null,null,null,null,null,null,null,null,97522,"Butte Falls","Jackson","4C",null,97365,"Newport","OR",44.649251999999997,124.05038999999999,2.4292519999999982,-0.6337480000000042,2.4822519999999955,2.4592519999999993,1.2322519999999955,-1.0507480000000058,-0.95074800000000437,-0.8837480000000042,-0.90074500000000057,0.39925199999999705,1.4162520000000001,-0.25074500000000199,2.0492519999999956,-1.500745000000002,-0.60074800000000295,-0.18374800000000135,1.1292519999999939,0.16625200000000007,0.59925499999999943,2.3103899999999982,6.0503899999999931,3.650392999999994,1.3503929999999968,-0.19961000000000695,5.2173899999999946,1.4333899999999886,1.1003929999999968,1.6503899999999874,2.8833899999999915,0.70039299999999116,1.0503899999999931,0.68338999999998862,0.16738999999999749,1.2833899999999971,6.23339,5.030389999999997,0.7673899999999918,0.98038999999999987,3.3524867235537239,6.0834904191265,4.4144018899453332,2.8056160916905557,1.2483145211059556,5.3221452227089738,1.7200373983155062,1.4113381175157853,1.8801937950979839,2.9109002132680448,1.5799747092763821,1.0799037953100203,2.160198058420562,1.5100513127456978,1.4170349507348068,6.2360976755984181,5.1555827635296438,0.78519242202404593,1.1490305074822857,"Corvallis"]
[null,null,null,null,null,null,null,null,null,null,97523,"Cave Junction","Josephine","4C",null,97405,"Eugene","OR",44.004396,123.12203,1.784396000000001,-1.2786040000000014,1.8373959999999983,1.8143960000000021,0.58739599999999825,-1.695604000000003,-1.5956040000000016,-1.5286040000000014,-1.5456009999999978,-0.24560400000000016,0.77139600000000286,-0.8956009999999992,1.4043959999999984,-2.1456009999999992,-1.2456040000000002,-0.82860399999999856,0.48439599999999672,-0.47860399999999714,-4.5600999999997782E-2,1.3820300000000003,5.1220299999999952,2.7220329999999962,0.42203299999999899,-1.1279700000000048,4.2890299999999968,0.50502999999999076,0.17203299999999899,0.72202999999998951,1.9550299999999936,-0.22796700000000669,0.1220299999999952,-0.24497000000000924,-0.76097000000000037,0.35502999999999929,5.3050300000000021,4.1020299999999992,-0.16097000000000605,5.2030000000002019E-2,2.2570059826495821,5.2792063333152601,3.2841266287865594,{"$f":"SQRT(X358^2+AQ358^2)","v":1.8628324395675009},1.271750911820396,4.6120333114273997,1.6736210520054997,1.5382540563590281,1.7059336951068695,1.9703968193528874,0.8043759953560321,0.90387635885722628,1.4256010752366877,2.2765498000485289,1.2952125793536751,5.3693507884767611,4.1305313950769085,0.50494864067150358,6.9185056919829208E-2,"Eugene"]
[null,null,null,null,null,null,null,null,null,null,97524,"Eagle Point","Jackson","4C",null,97373,"Saint Benedict","OR",44.984465,122.457024,2.7644650000000013,-0.29853500000000111,2.8174649999999986,2.7944650000000024,1.5674649999999986,-0.7155350000000027,-0.61553500000000128,-0.54853500000000111,-0.56553199999999748,0.73446500000000015,1.7514650000000032,8.4468000000001098E-2,2.3844649999999987,-1.1655319999999989,-0.26553499999999985,0.15146500000000174,1.464464999999997,0.50146500000000316,0.93446800000000252,0.71702400000000921,4.4570240000000041,2.057027000000005,-0.24297299999999211,-1.7929759999999959,3.6240240000000057,-0.15997600000000034,-0.49297299999999211,5.7023999999998409E-2,1.2900240000000025,-0.8929729999999978,-0.54297599999999591,-0.90997600000000034,-1.4259759999999915,-0.30997599999999181,4.640024000000011,3.4370240000000081,-0.82597599999999716,-0.61297599999998909,{"$f":"SQRT(U359^2+AN359^2)","v":2.855939451879367},4.4670108666535651,3.4884766166557593,2.8050081131707998,2.3815351063549284,3.6939870450234453,0.63598400671793764,0.73750459317484485,0.5683996653763943,1.4844530160301492,1.9659680630554524,0.54950685127666588,2.5522009436564734,1.8417036666087119,0.40815922971432961,{"$f":"SQRT(AJ359^2+BC359^2)","v":4.6424954891524779},3.7360128095070881,0.96628334291811036,1.1175732725866305,"Aurora"]
[null,null,null,null,null,null,null,null,null,null,97525,"Gold Hill","Jackson","4C",null,97342,"Detroit","OR",44.727387999999998,122.08703,2.5073879999999988,-0.55561200000000355,2.5603879999999961,2.537388,1.3103879999999961,-0.97261200000000514,-0.87261200000000372,-0.80561200000000355,-0.82260899999999992,0.4773879999999977,1.4943880000000007,-0.17260900000000134,2.1273879999999963,-1.4226090000000013,-0.5226120000000023,-0.10561200000000071,1.2073879999999946,0.24438800000000072,0.67739100000000008,0.34703000000000372,4.0870299999999986,1.6870329999999996,-0.6129669999999976,-2.1629700000000014,3.2540300000000002,-0.52997000000000583,-0.8629669999999976,-0.31297000000000708,0.92002999999999702,-1.2629670000000033,-0.91297000000000139,-1.2799700000000058,-1.795969999999997,-0.6799699999999973,4.2700300000000055,3.0670300000000026,-1.1959700000000026,-0.98296999999999457,2.5312890793909726,4.1246234877190906,3.0662137977696498,2.6103766788785476,2.5289436394360383,3.3962752160924787,1.0209406953609073,1.1805603490008469,0.88013396013391298,1.0365107348426221,1.9565993809753213,0.9291437390312669,2.482761145064905,2.291140460072449,0.8576027655295887,4.2713358677870383,3.2961278499845847,1.220684125990015,1.1937707433929639,"Aurora"]
[null,null,null,null,null,null,null,null,null,null,97526,"Grants Pass","Josephine","4C",null,97137,"Saint Paul","OR",45.215260999999998,122.97186000000001,2.9952609999999993,-6.7739000000003102E-2,3.0482609999999966,3.0252610000000004,1.7982609999999966,-0.48473900000000469,-0.38473900000000327,-0.3177390000000031,-0.33473599999999948,0.96526099999999815,1.9822610000000012,0.3152639999999991,2.6152609999999967,-0.9347360000000009,-3.4739000000001852E-2,0.38226099999999974,1.695260999999995,0.73226100000000116,1.1652640000000005,1.2318600000000117,4.9718600000000066,2.5718630000000076,0.2718630000000104,-1.2781399999999934,4.1388600000000082,0.35486000000000217,2.1863000000010402E-2,0.57186000000000092,1.804860000000005,-0.37813699999999528,-2.8139999999993393E-2,-0.39513999999999783,-0.91113999999998896,0.2048600000000107,5.1548600000000135,3.9518600000000106,-0.31113999999999464,-9.8139999999986571E-2,3.2386829912359478,4.9723214328642378,3.9882796309800064,3.0374518282418914,2.2062149677039566,4.1671493850978116,0.52340206125024391,0.31849028696335846,0.66262511972909743,2.0467653548272247,2.0180055160702612,0.31651737597800073,2.6449434242949281,1.3053380747132068,0.20778454639603136,5.1690139380467084,4.3001287559468571,0.79562194019584354,1.1693894344041247,"Aurora"]
[null,null,null,null,null,null,null,null,null,null,97527,"Grants Pass","Josephine","4C",null,97417,"Canyonville","OR",42.934753999999998,123.25498,0.71475399999999922,-2.3482460000000032,0.76775399999999649,0.74475400000000036,-0.48224600000000351,-2.7652460000000048,-2.6652460000000033,-2.5982460000000032,-2.6152429999999995,-1.3152460000000019,-0.2982459999999989,-1.965243000000001,0.33475399999999667,-3.215243000000001,-2.3152460000000019,-1.8982460000000003,-0.58524600000000504,-1.5482459999999989,-1.1152429999999995,1.5149800000000084,5.2549800000000033,2.8549830000000043,0.55498300000000711,-0.99501999999999668,4.4219800000000049,0.63797999999999888,0.30498300000000711,0.85497999999999763,2.0879800000000017,-9.5016999999998575E-2,0.25498000000000332,-0.11202000000000112,-0.62801999999999225,0.48798000000000741,5.4379800000000103,4.2349800000000073,-2.8019999999997935E-2,0.18498000000001014,1.675123183803515,5.7557861389141314,2.9564123756345322,0.92879742183374325,1.1057241992992632,5.2154091460705239,2.7405391296086279,2.616084269821028,2.7514517530658238,2.4676978179906897,0.3130158251670338,1.9817151282283247,0.3529996046966597,3.2760031546762889,2.3661125334429922,5.7597712069939124,4.2752273016666686,1.5484995308090979,1.1304797872801631,"Roseburg"]
[null,null,null,null,null,null,null,null,null,null,97528,"Grants Pass","Josephine","4C",null,97756,"Redmond","OR",44.272796,121.19173000000001,2.0527960000000007,-1.0102040000000017,2.105795999999998,2.0827960000000019,0.855795999999998,-1.4272040000000032,-1.3272040000000018,-1.2602040000000017,-1.277200999999998,2.2795999999999594E-2,1.0397960000000026,-0.62720099999999945,1.6727959999999982,-1.8772009999999995,-0.97720400000000041,-0.56020399999999881,0.75279599999999647,-0.21020399999999739,0.22279900000000197,-0.54826999999998804,3.1917300000000068,0.79173300000000779,-1.5082669999999894,-3.0582699999999932,2.3587300000000084,-1.4252699999999976,-1.7582669999999894,-1.2082699999999988,2.4730000000005248E-2,-2.1582669999999951,-1.8082699999999932,-2.1752699999999976,-2.6912699999999887,-1.5752699999999891,3.3747300000000138,2.1717300000000108,-2.0912699999999944,-1.8782699999999863,2.1247520821300516,3.3477832239432779,2.2497150790500124,2.5715576059861025,3.1757522237284124,2.756903783325789,1.9475279280451918,2.1632422344492461,1.7581691577607066,3.3633770469577759E-2,2.3956819832575826,1.9139544109776947,2.7440929340158986,3.2812829514232593,1.8537538214433884,3.4209108574349161,2.2985023407680143,2.1018077777275388,1.8914379681345486,"Redmond"]
[null,null,null,null,null,null,null,null,null,null,97530,"Jacksonville","Jackson","4C",null,97830,"Fossil","OR",44.978549000000001,120.14934,2.7585490000000021,-0.30445100000000025,2.8115489999999994,2.7885490000000033,1.5615489999999994,-0.72145100000000184,-0.62145100000000042,-0.55445100000000025,-0.57144799999999663,0.728549000000001,1.745549000000004,7.8552000000001954E-2,2.3785489999999996,-1.171447999999998,-0.271450999999999,0.14554900000000259,1.4585489999999979,0.49554900000000401,0.92855200000000337,-1.5906599999999997,2.1493399999999951,-0.2506570000000039,-2.5506570000000011,-4.1006600000000049,1.3163399999999967,-2.4676600000000093,-2.8006570000000011,-2.2506600000000105,-1.0176600000000064,-3.2006570000000067,-2.8506600000000049,-3.2176600000000093,-3.7336600000000004,-2.6176600000000008,2.3323400000000021,1.1293399999999991,-3.1336600000000061,-2.920659999999998,3.1843039774809516,2.1707954410770673,2.8227002517182016,3.7791343793321275,4.3879206596064426,1.5010804578705945,2.5447096535756386,2.8550123542727457,2.3220730505959635,1.2515652284243977,3.6457024759365728,2.851742073242955,4.0013536735711153,3.9131199077339809,2.6316970800228896,2.3368770585978651,1.8446609501480189,3.1726004802056376,3.0647126541168577,"Redmond"]
[null,null,null,null,null,null,null,null,null,null,97531,"Kerby","Josephine","4C",null,97476,"Sixes","OR",42.813437,124.35756000000001,0.59343700000000155,-2.4695630000000008,0.64643699999999882,0.62343700000000268,-0.60356300000000118,-2.8865630000000024,-2.786563000000001,-2.7195630000000008,-2.7365599999999972,-1.4365629999999996,-0.41956299999999658,-2.0865599999999986,0.21343699999999899,-3.3365599999999986,-2.4365629999999996,-2.019562999999998,-0.70656300000000272,-1.6695629999999966,-1.2365599999999972,2.6175600000000117,6.3575600000000065,3.9575630000000075,1.6575630000000103,0.10756000000000654,5.5245600000000081,1.7405600000000021,1.4075630000000103,1.9575600000000009,3.1905600000000049,1.0075630000000046,1.3575600000000065,0.99056000000000211,0.47456000000001097,1.5905600000000106,6.5405600000000135,5.3375600000000105,1.0745600000000053,1.2875600000000134,2.6839873000014478,6.8203600025635804,4.0100106850154473,1.7709287935820677,0.61307213977557551,6.2332182014244539,3.2854957718081166,3.062230642838327,3.3646399193970202,3.4990550676674168,1.091428563827247,2.489317534425854,1.0132938697974065,3.3701394373527043,2.9097629399263836,6.8452581999928359,5.3841227722414651,1.9854772233820763,1.7851866533222871,"North Bend"]
[null,null,null,null,null,null,null,null,null,null,97532,"Merlin","Josephine","4C",null,97045,"Oregon City","OR",45.344245999999998,122.58463999999999,3.1242459999999994,6.1245999999997025E-2,3.1772459999999967,3.1542460000000005,1.9272459999999967,-0.35575400000000457,-0.25575400000000315,-0.18875400000000297,-0.20575099999999935,1.0942459999999983,2.1112460000000013,0.44424899999999923,2.7442459999999969,-0.80575100000000077,9.4245999999998276E-2,0.51124599999999987,1.8242459999999951,0.86124600000000129,1.2942490000000006,0.84463999999999828,4.5846399999999932,2.1846429999999941,-0.11535700000000304,-1.6653600000000068,3.7516399999999948,-3.2360000000011269E-2,-0.36535700000000304,0.18463999999998748,1.4176399999999916,-0.76535700000000872,-0.41536000000000683,-0.78236000000001127,-1.2983600000000024,-0.18236000000000274,4.7676400000000001,3.5646399999999971,-0.69836000000000809,-0.48536000000000001,3.236406927151775,4.5850490730324722,3.8558471419345652,3.1563547116832424,2.5470965969346375,3.7684696626238035,0.25779309167625564,0.4112344951058986,0.27645144890377249,1.7908315046692618,2.245691655139908,0.60817851293925618,2.8535895426840914,1.5280619632727619,0.20527415355080794,4.7949727467542509,4.0043141482800726,1.1088062779926948,1.3822643754365522,"Aurora"]
[null,null,null,null,null,null,null,null,null,null,97533,"Murphy","Josephine","4C",null,97380,"Siletz","OR",44.738154000000002,123.91023,2.5181540000000027,-0.54484599999999972,2.5711539999999999,2.5481540000000038,1.3211539999999999,-0.96184600000000131,-0.86184599999999989,-0.79484599999999972,-0.8118429999999961,0.48815400000000153,1.5051540000000045,-0.16184299999999752,2.1381540000000001,-1.4118429999999975,-0.51184599999999847,-9.4845999999996877E-2,1.2181539999999984,0.25515400000000454,0.6881570000000039,2.1702300000000037,5.9102299999999985,3.5102329999999995,1.2102330000000023,-0.33977000000000146,5.0772300000000001,1.2932299999999941,0.96023300000000233,1.5102299999999929,2.7432299999999969,0.56023299999999665,0.91022999999999854,0.54322999999999411,2.7230000000002974E-2,1.1432300000000026,6.0932300000000055,4.8902300000000025,0.62722999999999729,0.84023000000000536,3.324304110729948,5.9352907103709738,4.3511571571255612,2.820948904536384,1.3641449866550113,5.1675344411639879,1.5540985685007191,1.2465262042993737,1.7146089086287206,2.7863246689170995,1.6060353601353272,0.92450625176306767,2.2060828091021412,1.4121055660073694,1.2525817979740901,6.0939681322284631,5.0396675109193483,0.67714181425754461,1.0860692931618194,"Corvallis"]
[null,null,null,null,null,null,null,null,null,null,97534,"O Brien","Josephine","4C",null,97846,"Joseph","OR",45.336407000000001,117.17791,3.1164070000000024,5.3406999999999982E-2,3.1694069999999996,3.1464070000000035,1.9194069999999996,-0.36359300000000161,-0.26359300000000019,-0.19659300000000002,-0.21358999999999639,1.0864070000000012,2.1034070000000042,0.43641000000000219,2.7364069999999998,-0.81358999999999781,8.6407000000001233E-2,0.50340700000000282,1.8164069999999981,0.85340700000000425,1.2864100000000036,-4.5620899999999978,-0.82209000000000287,-3.2220870000000019,-5.5220869999999991,-7.0720900000000029,-1.6550900000000013,-5.4390900000000073,-5.7720869999999991,-5.2220900000000086,-3.9890900000000045,-6.1720870000000048,-5.8220900000000029,-6.1890900000000073,-6.7050899999999984,-5.5890899999999988,-0.63908999999999594,-1.8420899999999989,-6.1050900000000041,-5.8920899999999961,5.5249124660712043,0.82382296383932196,4.5196222593506645,6.3555740767626974,7.3279315089422772,1.6945568086520455,5.4454734686479815,5.7754339354907334,5.2264562235036554,4.1343825654804904,6.5206578612298065,5.8384232166056647,6.7670346753765855,6.7542698048123588,5.5897578836429922,0.81354448910246924,2.5870117815249682,6.1644486708666051,6.0308851138286466,"Baker"]
[null,null,null,null,null,null,null,null,null,null,97535,"Phoenix","Jackson","4C",null,97102,"Arch Cape","OR",45.819042000000003,123.95827,3.5990420000000043,0.53604200000000191,3.6520420000000016,3.6290420000000054,2.4020420000000016,0.11904200000000031,0.21904200000000174,0.28604200000000191,0.26904500000000553,1.5690420000000032,2.5860420000000062,0.91904500000000411,3.2190420000000017,-0.33095499999999589,0.56904200000000316,0.98604200000000475,2.299042,1.3360420000000062,1.7690450000000055,2.218270000000004,5.9582699999999988,3.5582729999999998,1.2582730000000026,-0.29173000000000116,5.1252700000000004,1.3412699999999944,1.0082730000000026,1.5582699999999932,2.7912699999999973,0.60827299999999696,0.95826999999999884,0.59126999999999441,7.5270000000003279E-2,1.1912700000000029,6.1412700000000058,4.9382700000000028,0.67526999999999759,0.88827000000000567,4.2277446837130608,5.9823341948326485,5.098893753775716,3.8409890367316915,2.4196925760649863,5.1266522771360261,1.3590381196508012,1.0480622444745382,1.581325584731045,3.2020432555891549,2.6566161311512486,1.327751898859499,3.2728934615511096,0.33940651868371324,1.3202018825407009,6.2199257261372569,5.4472107275801278,1.4969962587341403,1.9795312083735961,"Astoria"]
[null,null,null,null,null,null,null,null,null,null,97536,"Prospect","Jackson","4C",null,97030,"Gresham","OR",45.507751999999897,122.4323,3.2877519999998981,0.2247519999998957,3.3407519999998954,3.3177519999998992,2.0907519999998954,-0.19224800000010589,-9.2248000000104469E-2,-2.5248000000104298E-2,-4.2245000000100674E-2,1.257751999999897,2.2747519999999,0.6077549999998979,2.9077519999998955,-0.6422450000001021,0.25775199999989695,0.67475199999989854,1.9877519999998938,1.0247519999999,1.4577549999998993,0.69230000000000302,4.4322999999999979,2.0323029999999989,-0.2676969999999983,-1.8177000000000021,3.5992999999999995,-0.18470000000000653,-0.5176969999999983,3.2299999999992224E-2,1.2652999999999963,-0.91769700000000398,-0.56770000000000209,-0.93470000000000653,-1.4506999999999977,-0.334699999999998,4.6153000000000048,3.4123000000000019,-0.85070000000000334,-0.63769999999999527,3.359850071581072,4.437994676822397,3.91035540703301,3.3285342145323265,2.770429067040622,3.6044305768739724,0.20645528209280983,0.51831230480570645,5.3178285277056495E-2,1.7840751619547119,2.4528889997944368,0.83165463386244554,3.0542897347015727,1.586508471463397,0.42244547991894238,4.6643632310856651,3.9490440999694587,1.3318435161473741,1.5911351074075075,"Portland (Troutdale)"]
[null,null,null,null,null,null,null,null,null,null,97537,"Rogue River","Jackson","4C",null,97310,"Salem","OR",44.927140999999999,122.98610499999999,{"$f":"$S371-VLOOKUP(U$18,$A$19:$F$37,5,FALSE)","v":2.707141},-0.35585900000000237,2.7601409999999973,2.7371410000000012,1.5101409999999973,-0.77285900000000396,-0.67285900000000254,-0.60585900000000237,-0.62285599999999874,0.67714099999999888,1.6941410000000019,2.7143999999999835E-2,2.3271409999999975,-1.2228560000000002,-0.32285900000000112,9.4141000000000474E-2,{"$f":"$S371-VLOOKUP(AK$18,$A$19:$F$37,5,FALSE)","v":1.4071409999999958},0.4441410000000019,0.87714400000000126,{"$f":"$T371-VLOOKUP(AN$18,$A$19:$F$37,6,FALSE)","v":1.246105},4.9861049999999949,2.5861079999999959,0.2861079999999987,-1.2638950000000051,4.1531049999999965,0.36910499999999047,3.6107999999998697E-2,0.58610499999998922,1.8191049999999933,-0.36389200000000699,-1.3895000000005098E-2,-0.38089500000000953,-0.89689500000000066,0.219104999999999,5.1691050000000018,{"$f":"$T371-VLOOKUP(BD$18,$A$19:$F$37,6,FALSE)","v":3.9661049999999989},-0.29689500000000635,-8.3894999999998277E-2,2.9801661136429964,4.9987877229290252,3.7823713365486689,2.7520535317368022,1.9692527544492617,4.2244043574101635,0.76744884839707483,0.60693402898915039,0.85525941547637219,1.9410468657160174,1.7327813236369474,3.0493733143059618E-2,2.3581064935464631,1.5165083045473249,0.39018576973795477,5.1699621883439359,4.2083292011089126,0.53423578025625118,0.88114696150018124,"Salem"]
[null,null,null,null,null,null,null,null,null,null,97538,"Selma","Josephine","4C",null,97009,"Boring","OR",45.428663,122.3809,3.2086630000000014,0.14566299999999899,3.2616629999999986,3.2386630000000025,2.0116629999999986,-0.2713370000000026,-0.17133700000000118,-0.10433700000000101,-0.12133399999999739,1.1786630000000002,2.1956630000000033,0.52866600000000119,2.8286629999999988,-0.72133399999999881,0.17866300000000024,0.59566300000000183,1.9086629999999971,0.94566300000000325,1.3786660000000026,0.64090000000000202,4.3808999999999969,1.9809029999999979,-0.3190969999999993,-1.8691000000000031,3.5478999999999985,-0.23610000000000753,-0.5690969999999993,-1.9100000000008777E-2,1.2138999999999953,-0.96909700000000498,-0.61910000000000309,-0.98610000000000753,-1.5020999999999987,-0.386099999999999,4.5639000000000038,3.3609000000000009,-0.90210000000000434,-0.68909999999999627,3.2720438654713981,4.383320946447907,3.8160741896585266,3.2543449299325995,2.7459648278098912,3.5582605550421671,0.29171831887799565,0.57858240984150167,0.12282813014940715,1.6919809920826503,2.4000177093050845,0.81410843845031178,2.9956180626990832,1.6663214424462029,0.42543351721391126,4.6026076977697148,3.8650541079742977,1.3069288119744755,1.5412912604553373,"Portland (Troutdale)"]
[null,null,null,null,null,null,null,null,null,null,97539,"Shady Cove","Jackson","4C",null,97838,"Hermiston","OR",45.846442000000003,119.28422999999999,3.6264420000000044,0.563442000000002,3.6794420000000017,3.6564420000000055,2.4294420000000017,0.14644200000000041,0.24644200000000183,0.313442000000002,0.29644500000000562,1.5964420000000032,2.6134420000000063,0.9464450000000042,3.2464420000000018,-0.3035549999999958,0.59644200000000325,1.0134420000000048,2.3264420000000001,1.3634420000000063,1.7964450000000056,-2.4557700000000011,1.2842299999999938,-1.1157670000000053,-3.4157670000000024,-4.9657700000000062,0.45122999999999536,-3.3327700000000107,-3.6657670000000024,-3.1157700000000119,-1.8827700000000078,-4.0657670000000081,-3.7157700000000062,-4.0827700000000107,-4.5987700000000018,-3.4827700000000021,1.4672300000000007,0.26422999999999774,-3.9987700000000075,-3.7857699999999994,4.3797132180388294,1.4023956575317775,3.844896543426497,5.0037018593890119,5.5282058684770474,0.47439832658220449,3.3418691674367014,3.6791430504470766,3.1298406238856762,2.4684914284364123,4.8332742924081078,3.8344106236715252,5.2161668428323971,4.608777620033865,3.5334727864049014,1.7832073800497832,2.3413991270742369,4.2248237359994176,4.1903781608495692,"Pendleton"]
[null,null,null,null,null,null,null,null,null,null,97540,"Talent","Jackson","4C",null,97504,"Medford","OR",42.334496000000001,122.83547,0.1144960000000026,-2.9485039999999998,0.16749599999999987,0.14449600000000373,-1.0825040000000001,-3.3655040000000014,-3.265504,-3.1985039999999998,-3.2155009999999962,-1.9155039999999985,-0.89850399999999553,-2.5655009999999976,-0.26550399999999996,-3.8155009999999976,-2.9155039999999985,-2.4985039999999969,-1.1855040000000017,-2.1485039999999955,-1.7155009999999962,1.0954700000000059,4.8354700000000008,2.4354730000000018,0.13547300000000462,-1.4145299999999992,4.0024700000000024,0.21846999999999639,-0.11452699999999538,0.43546999999999514,1.6684699999999992,-0.51452700000000107,-0.16452999999999918,-0.53153000000000361,-1.0475299999999947,6.8470000000004916E-2,5.0184700000000078,3.8154700000000048,-0.44753000000000043,-0.23452999999999236,1.1014371770173792,5.6635188671810752,2.4412258485738283,0.19807076448835736,1.7812102713930207,5.229376949017543,3.2728039224670944,3.2005537445487455,3.2448545116693555,2.5402652843583073,1.0353972531086766,2.5707713826594905,0.59415192915280834,3.956686363853088,2.9163078909669315,5.6060291988997042,3.9954012382883448,2.1946189962988973,1.7314583454131904,"Medford"]
[null,null,null,null,null,null,null,null,null,null,97541,"Trail","Jackson","4C",null,97845,"John Day","OR",44.408645999999997,118.95122000000001,2.1886459999999985,-0.87435400000000385,2.2416459999999958,2.2186459999999997,0.99164599999999581,-1.2913540000000054,-1.191354000000004,-1.1243540000000039,-1.1413510000000002,0.1586459999999974,1.1756460000000004,-0.49135100000000165,1.808645999999996,-1.7413510000000016,-0.8413540000000026,-0.42435400000000101,0.88864599999999427,-7.4353999999999587E-2,0.35864899999999977,-2.7887799999999885,0.95122000000000639,-1.4487769999999927,-3.7487769999999898,-5.2987799999999936,0.11822000000000799,-3.665779999999998,-3.9987769999999898,-3.4487799999999993,-2.2157799999999952,-4.3987769999999955,-4.0487799999999936,-4.415779999999998,-4.9317799999999892,-3.8157799999999895,1.1342200000000133,-6.8779999999989627E-2,-4.3317799999999949,-4.1187799999999868,3.5450620871454324,1.2920195067087876,2.6690694230470964,4.356112839337948,5.3907727903999003,1.2967540714090764,3.8545125971665981,4.1538403210817973,3.6327352771157155,2.2214521290624241,4.5531728072899851,4.0784856618113725,4.7718249508669084,5.2301775566036852,3.9074356759537228,1.2110042632939122,0.89130376511938314,4.3324180875944966,4.1343654644456498,"Burns"]
[null,null,null,null,null,null,null,null,null,null,97543,"Wilderville Store","Josephine","4C",null,97907,"Huntington","OR",44.410083,117.30995,2.1900830000000013,-0.87291700000000105,2.2430829999999986,2.2200830000000025,0.99308299999999861,-1.2899170000000026,-1.1899170000000012,-1.1229170000000011,-1.1399139999999974,0.1600830000000002,1.1770830000000032,-0.48991399999999885,1.8100829999999988,-1.7399139999999989,-0.8399169999999998,-0.42291699999999821,0.89008299999999707,-7.291699999999679E-2,0.36008600000000257,-4.4300499999999943,-0.69004999999999939,-3.0900469999999984,-5.3900469999999956,-6.9400499999999994,-1.5230499999999978,-5.3070500000000038,-5.6400469999999956,-5.0900500000000051,-3.857050000000001,-6.0400470000000013,-5.6900499999999994,-6.0570500000000038,-6.573049999999995,-5.4570499999999953,-0.50704999999999245,-1.7100499999999954,-5.9730500000000006,-5.7600499999999926,4.9418424245810337,1.1127232770949842,3.8183519752765047,5.8293546117128576,7.0107423178568613,1.995887564315435,5.4388125697976619,5.7507454083012535,5.2161300721795696,3.8603706129579072,6.1536730617654714,5.711101884040942,6.3217288117562465,6.7994328461935654,5.5213091988575451,0.66027152853124815,1.9278274687816281,5.9734950566137579,5.7712943028315511,"Baker"]
[null,null,null,null,null,null,null,null,null,null,97544,"Williams","Josephine","4C",null,97217,"Portland","OR",45.574438999999998,122.68665,3.3544389999999993,0.29143899999999689,3.4074389999999966,3.3844390000000004,2.1574389999999966,-0.1255610000000047,-2.5561000000003276E-2,4.1438999999996895E-2,2.4442000000000519E-2,1.3244389999999981,2.3414390000000012,0.6744419999999991,2.9744389999999967,-0.5755580000000009,0.32443899999999815,0.74143899999999974,2.054438999999995,1.0914390000000012,1.5244420000000005,0.94665000000000532,4.6866500000000002,2.2866530000000012,-1.3346999999996001E-2,-1.5633499999999998,3.8536500000000018,6.9649999999995771E-2,-0.263346999999996,0.28664999999999452,1.5196499999999986,-0.66334700000000169,-0.3133499999999998,-0.68035000000000423,-1.1963499999999954,-8.0349999999995703E-2,4.8696500000000071,3.6666500000000042,-0.59635000000000105,-0.38334999999999297,3.4854565306744258,4.6957028135542176,4.1035865387645947,3.3844653177614337,2.6643209756373172,3.8556949940602165,7.4192231540772369E-2,0.26658738366621487,0.28769016991200252,2.0158062375191199,2.4335911392692915,0.74368019596060153,3.0512560507471322,1.327599462889312,0.33424061276421529,4.9257713013518067,4.2029801126368671,1.2437332564585557,1.5719035065372162,"Portland (PDX)"]
[null,null,null,null,null,null,null,null,null,null,97601,"Klamath Falls","Klamath","5B",null,97336,"Crawfordsville","OR",44.359301000000002,122.850752,2.1393010000000032,-0.92369899999999916,2.1923010000000005,2.1693010000000044,0.9423010000000005,-1.3406990000000008,-1.2406989999999993,-1.1736989999999992,-1.1906959999999955,0.10930100000000209,1.1263010000000051,-0.54069599999999696,1.7593010000000007,-1.790695999999997,-0.89069899999999791,-0.47369899999999632,0.83930099999999896,-0.1236989999999949,0.30930400000000446,1.1107520000000051,4.850752,2.4507550000000009,0.15075500000000375,-1.399248,4.0177520000000015,0.23375199999999552,-9.9244999999996253E-2,0.45075199999999427,1.6837519999999984,-0.49924500000000194,-0.14924800000000005,-0.51624800000000448,-1.0322479999999956,8.3752000000004045E-2,5.0337520000000069,3.8307520000000039,-0.4322480000000013,-0.21924799999999323,2.4104727283470821,4.9379160389890187,3.2882189319791357,2.1745330300149548,1.6869576580652523,4.2355406906444673,1.2625268338158189,1.17788747876272,1.2731591926856531,1.6872959153939167,1.2319900619022921,0.56091633058772383,1.8334808442154522,2.0669126972177563,0.89462791489255289,5.0559914893228477,3.9216179128141779,0.44959957307030424,0.37912880386486042,"Eugene"]
[null,null,null,null,null,null,null,null,null,null,97602,"Klamath Falls","Klamath","5B",null,97389,"Tangent","OR",44.538800999999999,123.09787,2.3188010000000006,-0.74419900000000183,2.3718009999999978,2.3488010000000017,1.1218009999999978,-1.1611990000000034,-1.061199000000002,-0.99419900000000183,-1.0111959999999982,0.28880099999999942,1.3058010000000024,-0.36119599999999963,1.938800999999998,-1.6111959999999996,-0.71119900000000058,-0.29419899999999899,1.0188009999999963,5.5801000000002432E-2,0.48880400000000179,1.3578700000000055,5.0978700000000003,2.6978730000000013,0.39787300000000414,-1.1521299999999997,4.2648700000000019,0.48086999999999591,0.14787300000000414,0.69786999999999466,1.9308699999999988,-0.25212700000000154,9.7870000000000346E-2,-0.26913000000000409,-0.78512999999999522,0.33087000000000444,5.2808700000000073,4.0778700000000043,-0.1851300000000009,2.7870000000007167E-2,2.68712653488834,5.1519035985255979,3.5922080546274038,2.3822613336344971,1.608055042746048,4.4201243460451449,1.1650662103507252,1.0051358493905214,1.2286333412845303,1.9523485791479438,1.3299188981776322,0.37422063988508147,1.9573911909735862,1.7923118220097727,0.78439720454690798,5.2890586126929131,4.2032105841250713,0.1933568423950924,0.48959788328382525,"Corvallis"]
[null,null,null,null,null,null,null,null,null,null,97603,"Klamath Falls","Klamath","5B",null,97526,"Grants Pass","OR",42.463099999999997,123.33162,0.24309999999999832,-2.8199000000000041,0.29609999999999559,0.27309999999999945,-0.95390000000000441,-3.2369000000000057,-3.1369000000000042,-3.0699000000000041,-3.0868970000000004,-1.7869000000000028,-0.76989999999999981,-2.4368970000000019,-0.13690000000000424,-3.6868970000000019,-2.7869000000000028,-2.3699000000000012,-1.0569000000000059,-2.0198999999999998,-1.5868970000000004,1.591620000000006,5.3316200000000009,2.9316230000000019,0.63162300000000471,-0.91837999999999909,4.4986200000000025,0.71461999999999648,0.38162300000000471,0.93161999999999523,2.1646199999999993,-1.8377000000000976E-2,0.33162000000000091,-3.538000000000352E-2,-0.55137999999999465,0.56462000000000501,5.5146200000000078,4.3116200000000049,4.8619999999999663E-2,0.26162000000000774,1.6100782075414903,6.0314183932471508,2.9465384138220578,0.68813605059537875,1.3241401113175322,5.5421208498552303,3.2172695495404207,3.0935290727790208,3.2244145070088299,2.8068828537008819,0.77011929214180819,2.4593573983886543,0.14139785854107342,3.7278987906069831,2.8435202398435679,6.0022878766683698,4.439268479648427,2.020485069086134,1.6083181006905958,"Sexton"]
[null,null,null,null,null,null,null,null,null,null,97604,"Crater Lake","Klamath","5B",null,97022,"Eagle Creek","OR",45.349243999999999,122.33553999999999,3.1292439999999999,6.6243999999997527E-2,3.1822439999999972,3.1592440000000011,1.9322439999999972,-0.35075600000000406,-0.25075600000000264,-0.18375600000000247,-0.20075299999999885,1.0992439999999988,2.1162440000000018,0.44924699999999973,2.7492439999999974,-0.80075300000000027,9.9243999999998778E-2,0.51624400000000037,1.8292439999999957,0.86624400000000179,1.2992470000000012,0.59553999999999974,4.3355399999999946,1.9355429999999956,-0.36445700000000159,-1.9144600000000054,3.5025399999999962,-0.28146000000000981,-0.61445700000000159,-6.4460000000011064E-2,1.168539999999993,-1.0144570000000073,-0.66446000000000538,-1.0314600000000098,-1.5474600000000009,-0.43146000000000129,4.5185400000000016,3.3155399999999986,-0.94746000000000663,-0.73445999999999856,3.1854098485337801,4.3360460513163321,3.7246481149747508,3.1801967795067347,2.7200595521304325,3.5200591221080328,0.37695928578031718,0.64134520531847972,0.21084795139863458,1.6043139041771037,2.3468301328355707,0.80207852396695356,2.9363671948746473,1.7423655812168131,0.4427268945252828,4.5479348719101083,3.7866791655929837,1.2837675487158942,1.4924725319445584,"Portland (Troutdale)"]
[null,null,null,null,null,null,null,null,null,null,97620,"Adel","Lake","5B",null,97049,"Rhododendron","OR",45.369467999999998,121.92558,3.1494679999999988,8.6467999999996437E-2,3.2024679999999961,3.179468,1.9524679999999961,-0.33053200000000516,-0.23053200000000373,-0.16353200000000356,-0.18052899999999994,1.1194679999999977,2.1364680000000007,0.46947099999999864,2.7694679999999963,-0.78052900000000136,0.11946799999999769,0.53646799999999928,1.8494679999999946,0.8864680000000007,1.3194710000000001,0.18558000000000163,3.9255799999999965,1.5255829999999975,-0.77441699999999969,-2.3244200000000035,3.0925799999999981,-0.69142000000000792,-1.0244169999999997,-0.47442000000000917,0.75857999999999493,-1.4244170000000054,-1.0744200000000035,-1.4414200000000079,-1.957419999999999,-0.84141999999999939,4.1085800000000035,2.9055800000000005,-1.3574200000000047,-1.1444199999999967,3.1549308422569253,3.9265321915685312,3.5472813224937441,3.272420885661409,3.0356316686027638,3.1101933154426256,0.72883922741851148,1.0373875384411557,0.50760718694775064,1.3522766800562624,2.5677732191361873,1.1725107062372635,3.1221218136747968,2.1073012542683589,0.84985894089784009,4.1434559888363758,3.4442600104266203,1.6212385917637213,1.7466255626896661,"Portland (Troutdale)"]
[null,null,null,null,null,null,null,null,null,null,97621,"Beatty","Klamath","5B",null,97369,"Otter Rock","OR",44.758819000000003,124.06328000000001,2.5388190000000037,-0.52418099999999868,2.591819000000001,2.5688190000000048,1.341819000000001,-0.94118100000000027,-0.84118099999999885,-0.77418099999999868,-0.79117799999999505,0.50881900000000257,1.5258190000000056,-0.14117799999999647,2.1588190000000012,-1.3911779999999965,-0.49118099999999743,-7.4180999999995834E-2,1.2388189999999994,0.27581900000000559,0.70882200000000495,2.3232800000000111,6.063280000000006,3.663283000000007,1.3632830000000098,-0.186719999999994,5.2302800000000076,1.4462800000000016,1.1132830000000098,1.6632800000000003,2.8962800000000044,0.71328300000000411,1.063280000000006,0.69628000000000156,0.18028000000001043,1.2962800000000101,6.2462800000000129,5.04328000000001,0.78028000000000475,0.99328000000001282,3.4413996968037686,6.0858959964134343,4.4874456060046075,2.90815604685341,1.3547481637415126,5.3142873984346277,1.6731142558597134,1.3560071013272827,1.8418639977164419,2.9406350697019557,1.6843088371346933,1.0726115727904542,2.2683265446493825,1.4028104312714509,1.3862180972563529,6.2467204723087431,5.1932018710195642,0.8275947070644003,1.2202597207496577,"Corvallis"]
[null,null,null,null,null,null,null,null,null,null,97622,"Bly","Klamath","5B",null,97486,"Umpqua","OR",43.38382,123.53031,1.1638200000000012,-1.8991800000000012,1.2168199999999985,1.1938200000000023,-3.3180000000001542E-2,-2.3161800000000028,-2.2161800000000014,-2.1491800000000012,-2.1661769999999976,-0.86617999999999995,0.15082000000000306,-1.516176999999999,0.78381999999999863,-2.766176999999999,-1.8661799999999999,-1.4491799999999984,-0.13618000000000308,-1.0991799999999969,-0.66617699999999758,1.7903100000000052,5.5303100000000001,3.130313000000001,0.83031300000000385,-0.71968999999999994,4.6973100000000017,0.91330999999999563,0.58031300000000385,1.1303099999999944,2.3633099999999985,0.18031299999999817,0.53031000000000006,0.16330999999999563,-0.35268999999999551,0.76331000000000415,5.713310000000007,4.510310000000004,0.24730999999999881,0.46031000000000688,2.1353423352006162,5.84732531748491,3.3584982343852738,1.4541753231192627,0.72045444581874851,5.2373095219301318,2.396995817372237,2.2261486586409744,2.4433426880871574,2.5170423016906156,0.23507328722974941,1.6062444992680898,0.80065220195787667,2.7885704996339955,2.0162514596398946,5.894237340699819,4.5123653762189999,1.1266582926957014,0.8097389032453628,"Roseburg"]
[null,null,null,null,null,null,null,null,null,null,97623,"Bonanza","Klamath","5B",null,97534,"O Brien","OR",42.055396999999999,123.70310000000001,-0.16460299999999961,-3.227603000000002,-0.11160300000000234,-0.13460299999999847,-1.3616030000000023,-3.6446030000000036,-3.5446030000000022,-3.477603000000002,-3.4945999999999984,-2.1946030000000007,-1.1776029999999977,-2.8445999999999998,-0.54460300000000217,-4.0945999999999998,-3.1946030000000007,-2.7776029999999992,-1.4646030000000039,-2.4276029999999977,-1.9945999999999984,1.9631000000000114,5.7031000000000063,3.3031030000000072,1.0031030000000101,-0.54689999999999372,4.8701000000000079,1.0861000000000018,0.75310300000001007,1.3031000000000006,2.5361000000000047,0.35310300000000439,0.70310000000000628,0.33610000000000184,-0.17989999999998929,0.93610000000001037,5.8861000000000132,4.6831000000000103,0.42010000000000502,0.6331000000000131,1.9699887709347597,6.5530733809113633,3.3049878453964165,1.0120936696857756,1.467331707423035,6.0828451433197861,3.7072663294682542,3.558213983758991,3.7296512933516976,3.3538165629039742,1.2294025192010947,2.9302045611185594,0.63996534094355739,4.0985501302289808,3.3289294882302669,6.508552191970896,4.9067797543408354,2.4636843011248404,2.0926645144408624,"Sexton"]
[null,null,null,null,null,null,null,null,null,null,97624,"Chiloquin","Klamath","5B",null,97330,"Corvallis","OR",44.608694,123.2752,2.388694000000001,-0.6743060000000014,2.4416939999999983,2.4186940000000021,1.1916939999999983,-1.091306000000003,-0.99130600000000157,-0.9243060000000014,-0.94130299999999778,0.35869399999999985,1.3756940000000029,-0.2913029999999992,2.0086939999999984,-1.5413029999999992,-0.64130600000000015,-0.22430599999999856,1.0886939999999967,0.12569400000000286,0.55869700000000222,1.5352000000000032,5.2751999999999981,2.8752029999999991,0.57520300000000191,-0.97480000000000189,4.4421999999999997,0.65819999999999368,0.32520300000000191,0.87519999999999243,2.1081999999999965,-7.4797000000003777E-2,0.27519999999999811,-9.1800000000006321E-2,-0.60779999999999745,0.50820000000000221,5.458200000000005,4.2552000000000021,-7.8000000000031378E-3,0.20520000000000493,2.8394890500996857,5.3181221894232538,3.7720898558816156,2.4861494638989452,1.5396004772784397,4.5742856956727138,1.1899221931017148,0.97984619856638921,1.2853117823349254,2.138496814502183,1.3777258699919257,0.4007399129223323,2.0107905971622193,1.6568149497783373,0.818254621518267,5.4628070093712866,4.3922638428987852,0.12593578377887982,0.59518852291438262,"Corvallis"]
[null,null,null,null,null,null,null,null,null,null,97625,"Dairy","Klamath","5B",null,97818,"Boardman","OR",45.816575,119.76236,{"$f":"$S387-VLOOKUP(U$18,$A$19:$F$37,5,FALSE)","v":3.5965750000000014},0.53357499999999902,3.6495749999999987,3.6265750000000025,2.3995749999999987,0.11657499999999743,0.21657499999999885,0.28357499999999902,0.26657800000000265,1.5665750000000003,2.5835750000000033,0.91657800000000123,3.2165749999999989,-0.33342199999999877,0.56657500000000027,0.98357500000000186,{"$f":"$S387-VLOOKUP(AK$18,$A$19:$F$37,5,FALSE)","v":2.2965749999999971},1.3335750000000033,1.7665780000000026,{"$f":"$T387-VLOOKUP(AN$18,$A$19:$F$37,6,FALSE)","v":-1.9776399999999938},1.762360000000001,-0.63763699999999801,-2.9376369999999952,-4.487639999999999,0.92936000000000263,-2.8546400000000034,-3.1876369999999952,-2.6376400000000046,-1.4046400000000006,-3.5876370000000009,-3.237639999999999,-3.6046400000000034,-4.1206399999999945,-3.0046399999999949,1.945360000000008,{"$f":"$T387-VLOOKUP(BD$18,$A$19:$F$37,6,FALSE)","v":0.74236000000000502},-3.5206400000000002,-3.3076399999999921,4.1044380492614314,1.8413622810910955,3.7048587860259921,4.6670930325411328,5.0888970268836236,0.93664280290033952,2.8628437366061426,3.2002256833532803,2.6510768754760821,2.1040843044481377,4.4210857291387171,3.3648815729062433,4.8311266036220806,4.134107429625403,3.0575919872057762,2.1798727738620514,2.4135772414043419,3.7647481044852138,3.7498373564308034,"Pendleton"]
[null,null,null,null,null,null,null,null,null,null,97626,"Fort Klamath","Klamath","5B",null,97206,"Portland","OR",45.482340999999998,122.60007,3.2623409999999993,0.19934099999999688,3.3153409999999965,3.2923410000000004,2.0653409999999965,-0.21765900000000471,-0.11765900000000329,-5.0659000000003118E-2,-6.7655999999999494E-2,1.2323409999999981,2.2493410000000011,0.58234399999999908,2.8823409999999967,-0.66765600000000092,0.23234099999999813,0.64934099999999972,1.962340999999995,0.99934100000000115,1.4323440000000005,0.86007000000000744,4.6000700000000023,2.2000730000000033,-9.9926999999993882E-2,-1.6499299999999977,3.7670700000000039,-1.693000000000211E-2,-0.34992699999999388,0.20006999999999664,1.4330700000000007,-0.74992699999999957,-0.39992999999999768,-0.76693000000000211,-1.2829299999999932,-0.16692999999999358,4.7830700000000093,3.5800700000000063,-0.68292999999999893,-0.46992999999999086,3.3738093018398367,4.6043871295951018,3.9789203499957106,3.2938571106849799,2.6434641006037851,3.7733528625323438,0.1188707919591724,0.35357494199956541,0.21119976144872557,1.8900671853616733,2.371059982288513,0.70644783192815941,{"$f":"SQRT(AG388^2+AZ388^2)","v":2.9826282479016695},1.4462620506796076,0.28609083379408889,4.8269454481256657,4.0826074272676554,1.2104031639007728,1.507462616198489,"Portland (PDX)"]
[null,null,null,null,null,null,null,null,null,null,97627,"Keno","Klamath","5B",null,97478,"Springfield","OR",44.070824000000002,122.90709,1.8508240000000029,-1.2121759999999995,1.9038240000000002,1.880824000000004,0.65382400000000018,-1.6291760000000011,-1.5291759999999996,-1.4621759999999995,-1.4791729999999959,-0.17917599999999823,0.83782400000000479,-0.82917299999999727,1.4708240000000004,-2.0791729999999973,-1.1791759999999982,-0.76217599999999663,0.55082399999999865,-0.41217599999999521,2.0827000000004148E-2,1.1670900000000017,4.9070899999999966,2.5070929999999976,0.20709300000000042,-1.3429100000000034,4.0740899999999982,0.29008999999999219,-4.2906999999999584E-2,0.50708999999999094,1.740089999999995,-0.44290700000000527,-9.2910000000003379E-2,-0.45991000000000781,-0.97590999999999894,0.14009000000000071,5.0900900000000036,3.8870900000000006,-0.37591000000000463,-0.16290999999999656,2.1880695937460524,5.0545922608135232,3.1480249575924568,1.8921909072884309,1.493617451383054,4.3877583988952704,1.5564483438508308,1.462805409350471,1.5636793251907433,1.7492904981951918,0.94768964625821073,0.83436211085415191,1.5410517340686549,2.2968153369456994,1.1874684194015419,5.1468367433867606,3.9259235533917374,0.55785068170254981,0.16423590359296913,"Eugene"]
[null,null,null,null,null,null,null,null,null,null,97630,"Lakeview","Lake","5B",null,97496,"Winston","OR",43.094625999999998,123.43658000000001,0.87462599999999924,-2.1883740000000032,0.92762599999999651,0.90462600000000037,-0.32237400000000349,-2.6053740000000047,-2.5053740000000033,-2.4383740000000032,-2.4553709999999995,-1.1553740000000019,-0.13837399999999889,-1.8053710000000009,0.49462599999999668,-3.0553710000000009,-2.1553740000000019,-1.7383740000000003,-0.42537400000000503,-1.3883739999999989,-0.95537099999999953,1.6965800000000115,5.4365800000000064,3.0365830000000074,0.7365830000000102,-0.81341999999999359,4.603580000000008,0.81958000000000197,0.4865830000000102,1.0365800000000007,2.2695800000000048,8.6583000000004517E-2,0.43658000000000641,6.9580000000001974E-2,-0.44641999999998916,0.6695800000000105,5.6195800000000133,4.4165800000000104,0.15358000000000516,0.36658000000001323,1.9087572753695106,5.8604933973408828,3.1751104408768271,1.1665773509566417,0.87497262372944662,5.289699660309279,2.6360216721939178,2.4864494323764208,2.6652100937901686,2.5467395737051772,0.16322983723878573,1.8574085560374187,0.49949600226227736,3.0878119703183025,2.2569834860441538,5.8823144713859143,4.4370172341648724,1.3968425753376787,1.0232861985002089,"Roseburg"]
[null,null,null,null,null,null,null,null,null,null,97632,"Malin","Klamath","5B",null,97404,"Eugene","OR",44.101227000000002,123.13603999999999,1.8812270000000026,-1.1817729999999997,1.9342269999999999,1.9112270000000038,0.68422699999999992,-1.5987730000000013,-1.4987729999999999,-1.4317729999999997,-1.4487699999999961,-0.14877299999999849,0.86822700000000452,-0.79876999999999754,1.5012270000000001,-2.0487699999999975,-1.1487729999999985,-0.7317729999999969,0.58122699999999838,-0.38177299999999548,5.1230000000003884E-2,1.3960399999999993,5.1360399999999942,2.7360429999999951,0.43604299999999796,-1.1139600000000058,4.3030399999999958,0.51903999999998973,0.18604299999999796,0.73603999999998848,1.9690399999999926,-0.21395700000000772,0.13603999999999417,-0.23096000000001027,-0.7469600000000014,0.36903999999999826,5.3190400000000011,4.1160399999999981,-0.14696000000000708,6.6040000000000987E-2,2.3426358460351895,5.2702461332587625,3.3506962538221772,1.9603372524588754,1.3073153671279982,4.590449688987885,1.5861030947353294,1.4438095169993854,1.6250198135715057,1.974652356018388,0.8942011638205416,0.81027180285382905,1.5188894058255213,2.1806897428336733,1.2065943506949612,5.3691412949492223,4.1568750410770088,0.40908173404467552,8.3581065439491301E-2,"Eugene"]
[null,null,null,null,null,null,null,null,null,null,97633,"Merrill","Klamath","5B",null,97029,"Grass Valley","OR",45.335199000000003,120.77979999999999,3.115199000000004,5.2199000000001661E-2,3.1681990000000013,3.1451990000000052,1.9181990000000013,-0.36480099999999993,-0.26480099999999851,-0.19780099999999834,-0.21479799999999472,1.0851990000000029,2.1021990000000059,0.43520200000000386,2.7351990000000015,-0.81479799999999614,8.5199000000002911E-2,0.5021990000000045,1.8151989999999998,0.85219900000000592,1.2852020000000053,-0.96020000000000039,2.7797999999999945,0.37980299999999545,-1.9201970000000017,-3.4702000000000055,1.9467999999999961,-1.8372000000000099,-2.1701970000000017,-1.6202000000000112,-0.38720000000000709,-2.5701970000000074,-2.2202000000000055,-2.5872000000000099,-3.1032000000000011,-1.9872000000000014,2.9628000000000014,1.7597999999999985,-2.5032000000000068,-2.2901999999999987,3.2598234384090539,2.7802900524227629,3.1908831414531629,3.6850282588346643,3.9650694122046644,1.9806842276347294,1.856185176538439,2.1791925693728875,1.6343764012013982,1.1522068866314816,3.3204146208583745,2.2624519488386992,3.7649591511198444,3.2083868253070733,1.9890255678600528,3.0050603447520006,2.5282095343544992,2.6442869314053352,2.6261683534769831,"Redmond"]
[null,null,null,null,null,null,null,null,null,null,97634,"Midland","Klamath","5B",null,97135,"Pacific City","OR",45.201301999999998,123.95999,2.9813019999999995,-8.1698000000002935E-2,3.0343019999999967,3.0113020000000006,1.7843019999999967,-0.49869800000000453,-0.39869800000000311,-0.33169800000000293,-0.34869499999999931,0.95130199999999832,1.9683020000000013,0.30130499999999927,2.6013019999999969,-0.94869500000000073,-4.8698000000001684E-2,0.36830199999999991,1.6813019999999952,0.71830200000000133,1.1513050000000007,2.2199900000000099,5.9599900000000048,3.5599930000000057,1.2599930000000086,-0.29000999999999522,5.1269900000000064,1.3429900000000004,1.0099930000000086,1.5599899999999991,2.7929900000000032,0.60999300000000289,0.95999000000000478,0.59299000000000035,7.6990000000009218E-2,1.1929900000000089,6.1429900000000117,4.9399900000000088,0.67699000000000353,0.88999000000001161,3.7170576018275585,5.9605499212156641,4.6776638172546159,3.2642797207428509,1.8077166335750705,5.1511868686065023,1.4009219233433401,1.0630660483963446,1.5984858470205474,2.9505539539727135,2.0606562603338308,1.0061637556208278,2.668034714036529,0.95181388050658455,1.1939835155076561,6.1540208403371652,5.2182638506790813,0.98705279661424727,1.4551925656506848,"Astoria"]
[null,null,null,null,null,null,null,null,null,null,97635,"New Pine Creek","Lake","5B",null,97532,"Merlin","OR",42.542133999999997,123.5078,0.32213399999999837,-2.740866000000004,0.37513399999999564,0.3521339999999995,-0.87486600000000436,-3.1578660000000056,-3.0578660000000042,-2.990866000000004,-3.0078630000000004,-1.7078660000000028,-0.69086599999999976,-2.3578630000000018,-5.7866000000004192E-2,-3.6078630000000018,-2.7078660000000028,-2.2908660000000012,-0.9778660000000059,-1.9408659999999998,-1.5078630000000004,1.7678000000000083,5.5078000000000031,3.1078030000000041,0.80780300000000693,-0.74219999999999686,4.6748000000000047,0.8907999999999987,0.55780300000000693,1.1077999999999975,2.3408000000000015,0.15780300000000125,0.50780000000000314,0.1407999999999987,-0.37519999999999243,0.74080000000000723,5.6908000000000101,4.4878000000000071,0.22480000000000189,0.43780000000000996,1.7969104468381356,6.1520896669307463,3.1303618009369174,0.88121736295026032,1.1472799823739639,5.6414424320342116,3.1849755279995517,3.0424371179639902,3.2053799566929655,2.8976112427232223,0.70865902715269213,2.4119242871137168,0.15222717876910194,3.6273200116296613,2.8073693939266393,6.1345962923371014,4.5931003422477152,1.9538413113546349,1.5701336461489543,"Sexton"]
[null,null,null,null,null,null,null,null,null,null,97636,"Paisley","Lake","5B",null,97396,"Willamina","OR",45.140177999999999,123.49285999999999,2.9201779999999999,-0.14282200000000245,2.9731779999999972,2.9501780000000011,1.7231779999999972,-0.55982200000000404,-0.45982200000000262,-0.39282200000000245,-0.40981899999999882,0.8901779999999988,1.9071780000000018,0.24018099999999976,2.5401779999999974,-1.0098190000000002,-0.1098220000000012,0.3071780000000004,1.6201779999999957,0.65717800000000182,1.0901810000000012,1.7528599999999983,5.4928599999999932,3.0928629999999941,0.79286299999999699,-0.75714000000000681,4.6598599999999948,0.87585999999998876,0.54286299999999699,1.0928599999999875,2.3258599999999916,0.1428629999999913,0.49285999999999319,0.12585999999998876,-0.39014000000000237,0.72585999999999729,5.6758600000000001,4.4728599999999972,0.20985999999999194,0.42286000000000001,3.4058710679184543,5.4947164716010528,4.2901735345383107,3.0548620211808259,1.8821804906235748,4.693367223144163,0.98922546028899949,0.6700816073083925,1.1671737627110077,2.4903898512650504,1.9125213098036331,0.5482680843902854,2.5432941259877873,1.0825634541961049,0.73412097864316361,5.6841661713292648,4.7572527083689762,0.68987255582752316,1.1693182596543179,"Salem"]
[null,null,null,null,null,null,null,null,null,null,97637,"Plush","Lake","5B",null,97015,"Clackamas","OR",45.416784999999997,122.52858999999999,3.1967849999999984,0.13378499999999605,3.2497849999999957,3.2267849999999996,1.9997849999999957,-0.28321500000000555,-0.18321500000000412,-0.11621500000000395,-0.13321200000000033,1.1667849999999973,2.1837850000000003,0.51678799999999825,2.8167849999999959,-0.73321200000000175,0.1667849999999973,0.58378499999999889,1.8967849999999942,0.93378500000000031,1.3667879999999997,0.78858999999999924,4.5285899999999941,2.1285929999999951,-0.17140700000000209,-1.7214100000000059,3.6955899999999957,-8.8410000000010314E-2,-0.42140700000000209,0.12858999999998844,1.3615899999999925,-0.82140700000000777,-0.47141000000000588,-0.83841000000001031,-1.3544100000000014,-0.23841000000000179,4.7115900000000011,3.5085899999999981,-0.75441000000000713,-0.54140999999999906,3.2926142386142034,4.5305657278451381,3.8848437170462793,3.2313343676992012,2.6386345776414366,3.7064263360176164,0.20343073593978697,0.43713817709507213,0.18515081702222411,1.7931298236114901,2.3331580284828575,0.69949783776935559,2.9389129051955578,1.5401383980162324,0.29095801127482285,4.7476189036531782,3.9884830605538446,1.2004536119005229,1.470113677592314,"Portland (Troutdale)"]
[null,null,null,null,null,null,null,null,null,null,97638,"Silver Lake","Lake","5B",null,97817,"Bates","OR",44.705882000000003,118.79339,2.4858820000000037,-0.57711799999999869,2.538882000000001,2.5158820000000048,1.288882000000001,-0.99411800000000028,-0.89411799999999886,-0.82711799999999869,-0.84411499999999506,0.45588200000000256,1.4728820000000056,-0.19411499999999648,2.1058820000000011,-1.4441149999999965,-0.54411799999999744,-0.12711799999999585,1.1858819999999994,0.22288200000000558,0.65588500000000494,-2.9466099999999926,0.79339000000000226,-1.6066069999999968,-3.9066069999999939,-5.4566099999999977,-3.9609999999996148E-2,-3.8236100000000022,-4.1566069999999939,-3.6066100000000034,-2.3736099999999993,-4.5566069999999996,-4.2066099999999977,-4.5736100000000022,-5.0896099999999933,-3.9736099999999936,0.97639000000000919,-0.22660999999999376,-4.489609999999999,-4.2766099999999909,3.8551419960909321,0.9810875995669307,3.0045145801565005,4.6466375466968559,5.6067646198163139,0.99490680469278137,3.9267595330022456,4.2381016904237852,3.7040742197376413,2.4169925175771643,4.7887418742685446,4.2110863592812935,5.035141252241492,5.2905196422775829,4.0106908170568261,0.98463009197567031,1.2073393102289001,4.495138967598665,4.3266127889291095,"La Grande"]
[null,null,null,null,null,null,null,null,null,null,97639,"Sprague River","Klamath","5B",null,97497,"Wolf Creek","OR",42.676454999999997,123.324,0.45645499999999828,-2.6065450000000041,0.50945499999999555,0.48645499999999942,-0.74054500000000445,-3.0235450000000057,-2.9235450000000043,-2.8565450000000041,-2.8735420000000005,-1.5735450000000029,-0.55654499999999985,-2.2235420000000019,7.6454999999995721E-2,-3.4735420000000019,-2.5735450000000029,-2.1565450000000013,-0.84354500000000598,-1.8065449999999998,-1.3735420000000005,1.5840000000000032,5.3239999999999981,2.924002999999999,0.62400300000000186,-0.92600000000000193,4.4909999999999997,0.70699999999999363,0.37400300000000186,0.92399999999999238,2.1569999999999965,-2.5997000000003823E-2,0.32399999999999807,-4.3000000000006366E-2,-0.5589999999999975,0.55700000000000216,5.507000000000005,4.304000000000002,4.0999999999996817E-2,0.25400000000000489,1.6484559948706572,5.9278202433124605,2.9680528871692955,0.79121312617650741,1.1856993282552748,5.4139546883054939,3.0078172097095619,2.8809247787878851,3.0184465583746865,2.6699612107716084,0.55715184737556067,2.2470235926140179,8.7717541147708272E-2,3.5182346462059644,2.6331317602856523,5.9141977762858975,4.3858846504468199,1.8070101928392655,1.3968298485370376,"Sexton"]
[null,null,null,null,null,null,null,null,null,null,97640,"Summer Lake","Lake","5B",null,97138,"Seaside","OR",45.926112000000003,123.81524,3.7061120000000045,0.64311200000000213,3.7591120000000018,3.7361120000000057,2.5091120000000018,0.22611200000000053,0.32611200000000196,0.39311200000000213,0.37611500000000575,1.6761120000000034,2.6931120000000064,1.0261150000000043,3.326112000000002,-0.22388499999999567,0.67611200000000338,1.093112000000005,2.4061120000000003,1.4431120000000064,1.8761150000000058,2.075240000000008,5.8152400000000029,3.4152430000000038,1.1152430000000066,-0.43475999999999715,4.9822400000000044,1.1982399999999984,0.86524300000000665,1.4152399999999972,2.6482400000000013,0.46524300000000096,0.81524000000000285,0.44823999999999842,-6.7759999999992715E-2,1.0482400000000069,5.9982400000000098,4.7952400000000068,0.5322400000000016,0.74524000000000967,4.2475742741174134,5.8506930616931214,5.0788589050684445,3.8990126731767694,2.546499418052949,4.9873682493018343,1.2418245182569063,0.9503591392694728,1.4643656479257481,3.1340910219940992,2.7330026149993043,1.3105450205258167,3.3561793954054382,0.23391432368497034,1.2473710491044832,6.0970301739571644,5.3650444186552706,1.5381325242462107,2.0187100214803104,"Astoria"]
[null,null,null,null,null,null,null,null,null,null,97641,"Christmas Valley","Lake","5B",null,97034,"Lake Oswego","OR",45.407649999999997,122.6811,3.1876499999999979,0.12464999999999549,3.2406499999999951,3.217649999999999,1.9906499999999951,-0.2923500000000061,-0.19235000000000468,-0.12535000000000451,-0.14234700000000089,1.1576499999999967,2.1746499999999997,0.50765299999999769,2.8076499999999953,-0.74234700000000231,0.15764999999999674,0.57464999999999833,1.8876499999999936,0.92464999999999975,1.3576529999999991,0.94110000000000582,4.6811000000000007,2.2811030000000017,-1.8896999999995501E-2,-1.5688999999999993,3.8481000000000023,6.4099999999996271E-2,-0.2688969999999955,0.28109999999999502,1.5140999999999991,-0.66889700000000119,-0.3188999999999993,-0.68590000000000373,-1.2018999999999949,-8.5899999999995202E-2,4.8641000000000076,3.6611000000000047,-0.60190000000000055,-0.38889999999999247,3.3236699193060666,4.6827593182332148,3.9629841431816222,3.2177054898030977,2.5345876651834276,3.8591893102697128,0.20274943279822347,0.29667864619651801,0.31508709654474498,1.9059518179901584,2.2751979736077916,0.59950711289274727,2.890217523388158,1.412672176553708,0.17953365283421976,4.897927258800407,4.1190867595257092,1.1032956233485205,1.4122552454882196,"Aurora"]
[null,null,null,null,null,null,null,null,null,null,97701,"Bend","Deschutes","5B",null,97738,"Hines","OR",43.471015999999999,119.21005,1.2510159999999999,-1.8119840000000025,1.3040159999999972,1.281016000000001,5.4015999999997177E-2,-2.2289840000000041,-2.1289840000000027,-2.0619840000000025,-2.0789809999999989,-0.77898400000000123,0.23801600000000178,-1.4289810000000003,0.87101599999999735,-2.6789810000000003,-1.7789840000000012,-1.3619839999999996,-4.8984000000004357E-2,-1.0119839999999982,-0.57898099999999886,-2.5299499999999995,1.2100499999999954,-1.1899470000000036,-3.4899470000000008,-5.0399500000000046,0.377049999999997,-3.406950000000009,-3.7399470000000008,-3.1899500000000103,-1.9569500000000062,-4.1399470000000065,-3.7899500000000046,-4.156950000000009,-4.6729500000000002,-3.5569500000000005,1.3930500000000023,0.19004999999999939,-4.0729500000000058,-3.8599499999999978,2.8223550511507223,2.1788774675864628,1.7653417774088398,3.717624517761982,5.0402394517280671,2.2606495470895123,4.0174470966966167,4.2707120693234533,3.8076164461328115,2.1062928036614532,4.1467834256282368,4.0503959930926552,4.2472228779234165,5.3864089058352231,3.9770186540618599,1.9482270706352496,0.19626113918960167,4.196788452943041,3.9031311790485574,"Burns"]
[null,null,null,null,null,null,null,null,null,null,97702,"Bend","Deschutes","5B",null,97820,"Canyon City","OR",44.335524999999997,118.95076,2.1155249999999981,-0.94747500000000429,2.1685249999999954,2.1455249999999992,0.91852499999999537,-1.3644750000000059,-1.2644750000000045,-1.1974750000000043,-1.2144720000000007,8.5524999999996965E-2,1.102525,-0.56447200000000208,1.7355249999999955,-1.8144720000000021,-0.91447500000000304,-0.49747500000000144,0.81552499999999384,-0.14747500000000002,0.28552799999999934,-2.7892399999999924,0.95076000000000249,-1.4492369999999966,-3.7492369999999937,-5.2992399999999975,0.11776000000000408,-3.6662400000000019,-3.9992369999999937,-3.4492400000000032,-2.2162399999999991,-4.3992369999999994,-4.0492399999999975,-4.4162400000000019,-4.9322399999999931,-3.8162399999999934,1.1337600000000094,-6.9239999999993529E-2,-4.3322399999999988,-4.1192399999999907,3.5007578898325646,1.342256850690289,2.6082155888258107,4.3197286497873852,5.3782555492673421,1.3695471672144106,3.8781713168998899,4.1746668079972515,3.65680171958831,{"$f":"SQRT(AD402^2+AW402^2)","v":2.217889596716887},4.5352891371768118,4.0883949437871072,4.7450208390717314,5.2554067450944215,3.9242772918366704,1.23810060706916,0.81845904187380636,4.3347493922053886,4.129123928436143,"Burns"]
[null,null,null,null,null,null,null,null,null,null,97707,"Bend","Deschutes","5B",null,97823,"Condon","OR",45.232816999999997,120.17139,{"$f":"$S403-VLOOKUP(U$18,$A$19:$F$37,5,FALSE)","v":3.0128169999999983},-5.0183000000004085E-2,3.0658169999999956,3.0428169999999994,1.8158169999999956,-0.46718300000000568,-0.36718300000000426,-0.30018300000000409,-0.31718000000000046,0.98281699999999717,1.9998170000000002,0.33281999999999812,2.6328169999999957,-0.91718000000000188,-1.7183000000002835E-2,0.39981699999999876,{"$f":"$S403-VLOOKUP(AK$18,$A$19:$F$37,5,FALSE)","v":1.712816999999994},0.74981700000000018,1.1828199999999995,{"$f":"$T403-VLOOKUP(AN$18,$A$19:$F$37,6,FALSE)","v":-1.5686099999999925},2.1713900000000024,-0.22860699999999667,-2.5286069999999938,-4.0786099999999976,1.338390000000004,-2.4456100000000021,-2.7786069999999938,-2.2286100000000033,-0.99560999999999922,-3.1786069999999995,-2.8286099999999976,-3.1956100000000021,-3.7116099999999932,-2.5956099999999935,2.3543900000000093,{"$f":"$T403-VLOOKUP(BD$18,$A$19:$F$37,6,FALSE)","v":1.1513900000000064},-3.1116099999999989,-2.8986099999999908,{"$f":"SQRT(U403^2+AN403^2)","v":3.3967048160811628},2.1719698123107078,3.0743283881098278,3.956335255756009,4.4645549508981262,1.4175851817753373,2.4730207495265812,2.7947748914604853,2.2510676765703903,1.3989883943725168,3.7553708863357289,2.8481228352197148,4.1404889358128942,3.823253580983081,2.5956668753114229,2.3880967119421781,2.0638413232584027,3.2006784164593909,3.1306553761952056,"Redmond"]
[null,null,null,null,null,null,null,null,null,null,97708,"Bend","Deschutes",{"$f":"IFERROR(VLOOKUP(M404,$H$19:$I$36,2,FALSE),\"4C\")","v":"5B"},null,97501,"Medford","OR",42.313498000000003,122.87944,9.3498000000003856E-2,-2.9695019999999985,0.14649800000000113,0.12349800000000499,-1.1035019999999989,-3.3865020000000001,-3.2865019999999987,-3.2195019999999985,-3.2364989999999949,-1.9365019999999973,-0.91950199999999427,-2.5864989999999963,-0.2865019999999987,-3.8364989999999963,-2.9365019999999973,-2.5195019999999957,-1.2065020000000004,-2.1695019999999943,-1.7364989999999949,1.1394400000000076,4.8794400000000024,2.4794430000000034,0.17944300000000624,-1.3705599999999976,4.046440000000004,0.26243999999999801,-7.0556999999993764E-2,0.47943999999999676,1.7124400000000009,-0.47055699999999945,-0.12055999999999756,-0.48756000000000199,-1.0035599999999931,0.11244000000000653,5.0624400000000094,3.8594400000000064,-0.40355999999999881,-0.19055999999999074,1.1432696049506512,5.7119941212858416,2.4837671497652547,0.21783375829518131,1.7595884114201226,5.2765587715483688,3.2969637774176395,3.2202750531985602,3.2718173070330447,2.5850514017334341,1.0329122994005779,2.589307202824914,0.56550698457578863,3.9655840995496439,2.938653900956012,5.6547492501086261,4.0436276027354507,2.2067169282905259,1.7469235503023532,{"$f":"INDEX($BG$18:$BY$18,MATCH(MIN(BG404:BY404),BG404:BY404,0))","v":"Medford"}]
[null,null,null,null,null,null,null,null,null,null,97709,"Bend","Deschutes","5B",null,97901,"Adrian","OR",43.661247000000003,117.07192000000001,1.4412470000000042,-1.6217529999999982,1.4942470000000014,1.4712470000000053,0.24424700000000144,-2.0387529999999998,-1.9387529999999984,-1.8717529999999982,-1.8887499999999946,-0.58875299999999697,0.42824700000000604,-1.238749999999996,1.0612470000000016,-2.488749999999996,-1.588752999999997,-1.1717529999999954,0.1412469999999999,-0.82175299999999396,-0.3887499999999946,-4.6680799999999891,-0.92807999999999424,-3.3280769999999933,-5.6280769999999904,-7.1780799999999942,-1.7610799999999927,-5.5450799999999987,-5.8780769999999904,-5.3280799999999999,-4.0950799999999958,-6.2780769999999961,-5.9280799999999942,-6.2950799999999987,-6.8110799999999898,-5.6950799999999902,-0.74507999999998731,-1.9480799999999903,-6.2110799999999955,-5.9980799999999874,4.8855054806446496,1.8685329216818696,3.6481324831943751,5.8172002245872463,7.1822342682071376,2.694052071027762,5.8742382826549502,6.1688936213017875,5.652947288707014,4.1371862783066664,6.292666073369694,6.0561236817703712,6.3839076905457359,7.2515299991725772,5.9125351839468046,1.3885781574722289,1.9531938975454952,6.2652049255717834,6.0106647094060941,"Baker"]
[null,null,null,null,null,null,null,null,null,null,97710,"Fields","Harney","5B",null,97062,"Tualatin","OR",45.373990999999997,122.77127,3.1539909999999978,9.0990999999995381E-2,3.206990999999995,3.1839909999999989,1.956990999999995,-0.32600900000000621,-0.22600900000000479,-0.15900900000000462,-0.17600600000000099,1.1239909999999966,2.1409909999999996,0.47399399999999758,2.7739909999999952,-0.77600600000000242,0.12399099999999663,0.54099099999999822,1.8539909999999935,0.89099099999999964,1.323993999999999,1.0312700000000063,4.7712700000000012,2.3712730000000022,7.1273000000005027E-2,-1.4787299999999988,3.9382700000000028,0.1542699999999968,-0.17872699999999497,0.37126999999999555,1.6042699999999996,-0.57872700000000066,-0.22872999999999877,-0.5957300000000032,-1.1117299999999943,4.2700000000053251E-3,4.9542700000000082,3.7512700000000052,-0.51173000000000002,-0.29872999999999195,3.3183093648695565,4.7721375477851655,3.9884491866651599,3.1847886160010672,2.4528465477850379,3.9517404344138072,0.27364082477035689,0.2392220780153865,0.41087653247173539,1.9588358790314697,2.217829434967892,0.5262962330627089,2.8372381466808485,1.3557761264073029,0.12406450330775201,4.9837197448272592,4.18441265185223,1.0274884695124318,1.357276583801545,"Aurora"]
[null,null,null,null,null,null,null,null,null,null,97711,"Ashwood","Jefferson","5B",null,97495,"Winchester","OR",43.333140999999998,123.32561699999999,1.1131409999999988,-1.9498590000000036,1.1661409999999961,1.143141,-8.3859000000003903E-2,-2.3668590000000052,-2.2668590000000037,-2.1998590000000036,-2.2168559999999999,-0.91685900000000231,0.1001410000000007,-1.5668560000000014,0.73314099999999627,-2.8168560000000014,-1.9168590000000023,-1.4998590000000007,-0.18685900000000544,-1.1498589999999993,-0.71685599999999994,1.5856169999999992,5.3256169999999941,2.925619999999995,0.62561999999999784,-0.92438300000000595,4.4926169999999956,0.70861699999998962,0.37561999999999784,0.92561699999998837,2.1586169999999925,-2.438000000000784E-2,0.32561699999999405,-4.1383000000010384E-2,-0.55738300000000152,0.55861699999999814,5.508617000000001,4.305616999999998,4.26169999999928E-2,0.25561700000000087,1.9373342913833933,5.6713443336276059,3.1494661795740817,1.3031391830042551,0.92817900351710803,5.0779552021034986,2.3750342689253983,2.2316966649347787,2.4023358123761502,2.3452628378435478,0.10306601904119768,1.6003325140185711,0.73430802703633524,2.8714723633399308,1.9965974503063972,5.7091539016363901,4.3096698291829716,1.1506484817571341,0.76106673519803791,"Roseburg"]
[null,null,null,null,null,null,null,null,null,null,97712,"Brothers","Deschutes","5B",null,97814,"Baker City","OR",44.796517000000001,117.82092,2.5765170000000026,-0.48648299999999978,2.6295169999999999,2.6065170000000037,1.3795169999999999,-0.90348300000000137,-0.80348299999999995,-0.73648299999999978,-0.75347999999999615,0.54651700000000147,1.5635170000000045,-0.10347999999999757,2.1965170000000001,-1.3534799999999976,-0.45348299999999853,-3.6482999999996935E-2,1.2765169999999983,0.31351700000000449,0.74652000000000385,-3.9190799999999939,-0.17907999999999902,-2.5790769999999981,-4.8790769999999952,-6.429079999999999,-1.0120799999999974,-4.7960800000000035,-5.1290769999999952,-4.5790800000000047,-3.3460800000000006,-5.5290770000000009,-5.179079999999999,-5.5460800000000035,-6.0620799999999946,-4.9460799999999949,3.9200000000079172E-3,-1.199079999999995,-5.4620800000000003,-5.2490799999999922,4.6901628860508637,0.5183969094130475,3.6832048307442786,5.5316655035547813,6.5754191349060775,1.3566825191211822,4.8629176733406698,5.1816829390862917,4.6406579012894325,3.390417702538878,5.745892261539371,5.1801136818413545,5.9652066433350859,6.211338184063071,4.9668253641223332,3.6692992369113733E-2,1.7513676078108171,5.4710703555784228,5.3018989953411904,"Baker"]
[null,null,null,null,null,null,null,null,null,null,97720,"Burns","Harney","5B",null,97498,"Yachats","OR",44.326380999999998,124.0557,2.1063809999999989,-0.95661900000000344,2.1593809999999962,2.1363810000000001,0.90938099999999622,-1.373619000000005,-1.2736190000000036,-1.2066190000000034,-1.2236159999999998,7.6380999999997812E-2,1.0933810000000008,-0.57361600000000124,1.7263809999999964,-1.8236160000000012,-0.92361900000000219,-0.5066190000000006,0.80638099999999469,-0.15661899999999918,0.27638400000000019,2.3157000000000068,6.0557000000000016,3.6557030000000026,1.3557030000000054,-0.19429999999999836,5.2227000000000032,1.4386999999999972,1.1057030000000054,1.655699999999996,2.8887,0.70570299999999975,1.0557000000000016,0.6886999999999972,0.17270000000000607,1.2887000000000057,6.2387000000000086,5.0357000000000056,0.77270000000000039,0.98570000000000846,3.1303845462116993,6.1307929667507963,4.2458321595854445,2.5302281322778022,0.92990660453670959,5.4003170691322424,1.9214481640577767,1.6366149624667434,2.0587808541600503,2.8897096302502439,1.3013449717004333,1.2014731813303221,1.8586820726420599,1.8317752606299733,1.585502995002223,6.2592364151836533,5.0998553712003485,0.78841283675559237,1.0237150997499338,"Corvallis"]
[null,null,null,null,null,null,null,null,null,null,97721,"Princeton","Harney","5B",null,97441,"Gardiner","OR",43.760271000000003,124.12027999999999,1.5402710000000042,-1.5227289999999982,1.5932710000000014,1.5702710000000053,0.34327100000000144,-1.9397289999999998,-1.8397289999999984,-1.7727289999999982,-1.7897259999999946,-0.48972899999999697,0.52727100000000604,-1.139725999999996,1.1602710000000016,-2.389725999999996,-1.489728999999997,-1.0727289999999954,0.2402709999999999,-0.72272899999999396,-0.2897259999999946,2.3802799999999991,6.1202799999999939,3.7202829999999949,1.4202829999999977,-0.12972000000000605,5.2872799999999955,1.5032799999999895,1.1702829999999977,1.7202799999999883,2.9532799999999924,0.77028299999999206,1.1202799999999939,0.75327999999998951,0.23727999999999838,1.353279999999998,6.3032800000000009,5.1002799999999979,0.8372799999999927,1.0502800000000008,2.8351662441276719,6.3068637916036305,4.0470999591719954,2.1172989428821833,0.36696356473225317,5.6318627816949656,2.3758058741911054,2.1241775838027261,2.4824347792995369,2.9936094020163937,0.93346162616895734,1.598124724004975,1.3833508419200777,2.4014770774412941,2.0126249655216406,6.3939100920986531,5.1059363716992179,1.1060628399150652,1.0895087119780174,"North Bend"]
[null,null,null,null,null,null,null,null,null,null,97722,"Diamond","Harney","5B",null,97324,"Alsea","OR",44.369264000000001,123.62349,2.1492640000000023,-0.9137360000000001,2.2022639999999996,2.1792640000000034,0.95226399999999956,-1.3307360000000017,-1.2307360000000003,-1.1637360000000001,-1.1807329999999965,0.11926400000000115,1.1362640000000042,-0.5307329999999979,1.7692639999999997,-1.7807329999999979,-0.88073599999999885,-0.46373599999999726,0.84926399999999802,-0.11373599999999584,0.31926700000000352,1.883490000000009,5.6234900000000039,3.2234930000000048,0.92349300000000767,-0.62650999999999613,4.7904900000000055,1.0064899999999994,0.67349300000000767,1.2234899999999982,2.4564900000000023,0.27349300000000198,0.62349000000000387,0.25648999999999944,-0.25950999999999169,0.85649000000000797,5.8064900000000108,4.6034900000000079,0.34049000000000262,0.5534900000000107,2.8577736652499341,5.697240846040831,3.9039561788966113,2.3668609808658028,1.1398778468748283,4.97188623580589,1.5898846567584706,1.344572161970123,1.7003112060411139,2.4593834637559087,1.16871480641986,0.81879014245959425,1.7877589943266958,1.799543124626078,1.2285239199120266,5.824978729385724,4.6811718107538063,0.35898372915217319,0.63896995030205772,"Corvallis"]
[null,null,null,null,null,null,null,null,null,null,97730,"Camp Sherman","Jefferson","5B",null,97058,"The Dalles","OR",45.594256999999999,121.18944,3.3742570000000001,0.31125699999999767,3.4272569999999973,3.4042570000000012,2.1772569999999973,-0.10574300000000392,-5.7430000000024961E-3,6.1256999999997674E-2,4.4260000000001298E-2,1.3442569999999989,2.3612570000000019,0.69425999999999988,2.9942569999999975,-0.55574000000000012,0.34425699999999892,0.76125700000000052,2.0742569999999958,1.1112570000000019,1.5442600000000013,-0.55055999999999017,3.1894400000000047,0.78944300000000567,-1.5105569999999915,-3.0605599999999953,2.3564400000000063,-1.4275599999999997,-1.7605569999999915,-1.210560000000001,2.2440000000003124E-2,-2.1605569999999972,-1.8105599999999953,-2.1775599999999997,-2.6935599999999909,-1.5775599999999912,3.3724400000000117,2.1694400000000087,-2.0935599999999965,-1.8805599999999885,3.4188779761274004,3.2045917733229343,3.5170030984203002,3.7243453347263573,3.7559919538850135,2.358811364999124,1.427571551849153,1.7616223688117636,1.2113688378029221,1.3444442850668812,3.2005532600314583,1.9391040356824547,3.7023428441527377,2.7502931518658063,1.6146852435223935,3.4572913926438251,3.0015016267943317,2.3702079220289916,2.4333608160731037,"Portland (Troutdale)"]
[null,null,null,null,null,null,null,null,null,null,97731,"Chemult","Klamath","5B",null,97904,"Drewsey","OR",43.834833000000003,118.47434,1.6148330000000044,-1.448166999999998,1.6678330000000017,1.6448330000000055,0.41783300000000168,-1.8651669999999996,-1.7651669999999982,-1.698166999999998,-1.7151639999999944,-0.41516699999999673,0.60183300000000628,-1.0651639999999958,1.2348330000000018,-2.3151639999999958,-1.4151669999999967,-0.99816699999999514,0.31483300000000014,-0.64816699999999372,-0.21516399999999436,-3.2656599999999969,0.47433999999999799,-1.9256570000000011,-4.2256569999999982,-5.775660000000002,-0.35866000000000042,-4.1426600000000064,-4.4756569999999982,-3.9256600000000077,-2.6926600000000036,-4.8756570000000039,-4.525660000000002,-4.8926600000000064,-5.4086599999999976,-4.2926599999999979,0.65734000000000492,-0.54565999999999804,-4.8086600000000033,-4.5956599999999952,3.6431059349803423,1.5238720732033224,2.5475128650387635,4.5344958572632965,5.7907540831474638,1.8993380250732093,4.5030485688574409,4.786990363635379,4.2839927617231144,2.7244782093988231,4.9126605970225592,4.6493196042535097,5.0460810946207619,5.8833313133373641,4.5199145471445554,1.1951707976222465,0.62997194658889211,4.8521470974702554,4.6006941196406386,"Burns"]
[null,null,null,null,null,null,null,null,null,null,97732,"Crane","Harney","5B",null,97127,"Lafayette","OR",45.2455,123.11304,3.025500000000001,-3.7500000000001421E-2,3.0784999999999982,3.0555000000000021,1.8284999999999982,-0.45450000000000301,-0.35450000000000159,-0.28750000000000142,-0.3044969999999978,0.99549999999999983,2.0125000000000028,0.34550300000000078,2.6454999999999984,-0.90449699999999922,-4.5000000000001705E-3,0.41250000000000142,1.7254999999999967,0.76250000000000284,1.1955030000000022,1.3730400000000031,5.113039999999998,2.713042999999999,0.41304300000000183,-1.136960000000002,4.2800399999999996,0.4960399999999936,0.16304300000000183,0.71303999999999235,1.9460399999999964,-0.23695700000000386,0.11303999999999803,-0.2539600000000064,-0.76995999999999754,0.34604000000000212,5.296040000000005,4.093040000000002,-0.16996000000000322,4.3040000000004852E-2,3.3224823688922736,5.1131775141882159,4.1033845261989503,3.0832912236519299,2.1531582133229312,4.3041041636558939,0.60969330945976008,0.3305136454807901,0.77533506602564273,2.1858847022658781,2.0264019516988756,0.3635249160772891,2.6576617413809447,1.1878355208567366,0.34606925838623903,5.3120801887396292,4.4418832370516004,0.78121229611419041,1.1962775031776722,"Portland (Hillsboro)"]
[null,null,null,null,null,null,null,null,null,null,97733,"Crescent","Klamath","5B",null,97226,"Raleigh Hills","OR",45.484853999999999,122.625257,3.2648539999999997,0.20185399999999731,3.317853999999997,3.2948540000000008,2.067853999999997,-0.21514600000000428,-0.11514600000000286,-4.8146000000002687E-2,-6.5142999999999063E-2,1.2348539999999986,2.2518540000000016,0.58485699999999952,2.8848539999999971,-0.66514300000000048,0.23485399999999856,0.65185400000000016,1.9648539999999954,1.0018540000000016,1.4348570000000009,0.88525700000000995,4.6252570000000048,2.2252600000000058,-7.4739999999991369E-2,-1.6247429999999952,3.7922570000000064,8.2570000000004029E-3,-0.32473999999999137,0.22525699999999915,1.4582570000000032,-0.72473999999999705,-0.37474299999999516,-0.7417429999999996,-1.2577429999999907,-0.14174299999999107,4.8082570000000118,3.6052570000000088,-0.65774299999999641,-0.44474299999998834,3.3827432059446982,4.6296595288816915,3.9949890153686285,3.2957015867514468,2.6297927639578318,3.7983550328221098,0.11544167083423847,0.32828966617302263,0.23448736959162533,1.9108578909393041,2.3656065828696038,0.69461502035155831,2.9786851594898347,1.4227904499602102,0.2743127400705202,4.8522416484924893,4.1059139393519981,1.1984728997207232,1.502202032516929,"Portland (PDX)"]
[null,null,null,null,null,null,null,null,null,null,97734,"Culver","Jefferson","5B",null,97721,"Princeton","OR",43.036496,118.61882,0.81649600000000078,-2.2465040000000016,0.86949599999999805,0.84649600000000191,-0.38050400000000195,-2.6635040000000032,-2.5635040000000018,-2.4965040000000016,-2.513500999999998,-1.2135040000000004,-0.19650399999999735,-1.8635009999999994,0.43649599999999822,-3.1135009999999994,-2.2135040000000004,-1.7965039999999988,-0.48350400000000349,-1.4465039999999973,-1.013500999999998,-3.1211799999999954,0.61881999999999948,-1.7811769999999996,-4.0811769999999967,-5.6311800000000005,-0.21417999999999893,-3.998180000000005,-4.3311769999999967,-3.7811800000000062,-2.5481800000000021,-4.7311770000000024,-4.3811800000000005,-4.748180000000005,-5.2641799999999961,-4.1481799999999964,0.80182000000000642,-0.40117999999999654,-4.6641800000000018,-4.4511799999999937,3.2262098986916476,2.3301756187927136,1.9820733587193475,4.1680404488614284,5.6440208616212617,2.6721015381934903,4.7494206036543076,4.9991625726060338,4.5403754766980491,2.8223772374393916,4.7352560255328351,4.7610265877645555,4.7682011356921645,6.1160019252286828,4.7018078725545527,1.967318462886984,0.62826866101692558,4.8833337889618003,4.5651054390233901,"Burns"]
[null,null,null,null,null,null,null,null,null,null,97735,"Fort Rock","Lake","5B",null,97077,"Beaverton","OR",45.548616000000003,123.11472500000001,3.3286160000000038,0.26561600000000141,3.3816160000000011,3.3586160000000049,2.1316160000000011,-0.15138400000000019,-5.1383999999998764E-2,1.5616000000001407E-2,-1.3809999999949696E-3,1.2986160000000027,2.3156160000000057,0.64861900000000361,2.9486160000000012,-0.60138099999999639,0.29861600000000266,0.71561600000000425,2.0286159999999995,1.0656160000000057,1.498619000000005,1.3747250000000122,5.1147250000000071,2.714728000000008,0.41472800000001087,-1.1352749999999929,4.2817250000000087,0.49772500000000264,0.16472800000001087,0.71472500000000139,1.9477250000000055,-0.23527199999999482,0.11472500000000707,-0.25227499999999736,-0.76827499999998849,0.34772500000001116,5.297725000000014,4.0947250000000111,-0.16827499999999418,4.4725000000013893E-2,3.601326602945234,5.121617291938267,4.3364818557720319,3.3841248129228392,2.4150851117674899,4.2844003187238551,0.50037035391897722,0.16546653268864861,0.7147263341909279,2.3409477121629667,2.3275374053793474,0.65868690042083444,2.959388279878294,0.97565648810735528,0.45834942029090575,5.3458391703343597,4.5696887969621178,1.0788206222913104,1.4992862411114218,"Portland (Hillsboro)"]
[null,null,null,null,null,null,null,null,null,null,97736,"Frenchglen","Harney","5B",null,97290,"Portland","OR",45.580556999999999,122.374776,3.360557,0.29755699999999763,3.4135569999999973,3.3905570000000012,2.1635569999999973,-0.11944300000000396,-1.9443000000002542E-2,4.7556999999997629E-2,3.0560000000001253E-2,1.3305569999999989,2.3475570000000019,0.68055999999999983,2.9805569999999975,-0.56944000000000017,0.33055699999999888,0.74755700000000047,2.0605569999999958,1.0975570000000019,1.5305600000000013,0.63477600000000223,4.3747759999999971,1.9747789999999981,-0.32522099999999909,-1.8752240000000029,3.5417759999999987,-0.24222400000000732,-0.57522099999999909,-2.5224000000008573E-2,1.2077759999999955,-0.97522100000000478,-0.62522400000000289,-0.99222400000000732,-1.5082239999999985,-0.3922239999999988,4.557776000000004,3.3547760000000011,-0.90822400000000414,-0.69522399999999607,3.4199830292597948,4.3848837177769004,3.9436180711486215,3.4061188277994661,2.8631178708577472,3.5437894780058521,0.24300307904428628,0.57718356446627861,3.9625292125112579E-2,1.7969710060056578,2.5420621288808065,0.92415743451860166,3.1413736639287277,1.6121419130386738,0.5129401489696418,4.6186755173344922,3.9370569160763971,1.4246059814647036,1.6810563118991577,"Portland (Troutdale)"]
[null,null,null,null,null,null,null,null,null,null,97737,"Gilchrist","Klamath","5B",null,97113,"Cornelius","OR",45.515180999999998,123.05089,{"$f":"$S419-VLOOKUP(U$18,$A$19:$F$37,5,FALSE)","v":3.2951809999999995},0.23218099999999708,3.3481809999999967,3.3251810000000006,2.0981809999999967,-0.18481900000000451,-8.4819000000003086E-2,-1.7819000000002916E-2,-3.4815999999999292E-2,1.2651809999999983,2.2821810000000013,0.61518399999999929,2.9151809999999969,-0.63481600000000071,0.26518099999999833,0.68218099999999993,{"$f":"$S419-VLOOKUP(AK$18,$A$19:$F$37,5,FALSE)","v":1.9951809999999952},1.0321810000000013,1.4651840000000007,{"$f":"$T419-VLOOKUP(AN$18,$A$19:$F$37,6,FALSE)","v":1.3108900000000006},5.0508899999999954,2.6508929999999964,0.35089299999999923,-1.1991100000000046,4.217889999999997,0.43388999999999101,0.10089299999999923,0.65088999999998975,1.8838899999999938,-0.29910700000000645,5.0889999999995439E-2,-0.31611000000000899,-0.83211000000000013,0.28388999999999953,5.2338900000000024,{"$f":"$T419-VLOOKUP(BD$18,$A$19:$F$37,6,FALSE)","v":4.0308899999999994},-0.23211000000000581,-1.910999999999774E-2,3.5463573444960392,5.0562236707706036,4.2705444273780788,3.343643907507198,2.4166564300415145,4.2219372466749165,0.44210269718809986,0.10245444943973858,0.6518204859898058,2.269300441735508,2.3016983108587472,0.61728530353151823,2.9322697343288504,1.0466128252395921,0.38847714844119058,5.2781602333446669,4.4976462082806137,1.0579568369555563,1.4653086179900814,"Portland (Hillsboro)"]
[null,null,null,null,null,null,null,null,null,null,97738,"Hines","Harney","5B",null,97836,"Heppner","OR",45.343508999999997,119.53937999999999,3.1235089999999985,6.0508999999996149E-2,3.1765089999999958,3.1535089999999997,1.9265089999999958,-0.35649100000000544,-0.25649100000000402,-0.18949100000000385,-0.20648800000000023,1.0935089999999974,2.1105090000000004,0.44351199999999835,2.743508999999996,-0.80648800000000165,9.35089999999974E-2,0.51050899999999899,1.8235089999999943,0.86050900000000041,1.2935119999999998,-2.2006200000000007,1.5393799999999942,-0.86061700000000485,-3.160617000000002,-4.7106200000000058,0.70637999999999579,-3.0776200000000102,-3.410617000000002,-2.8606200000000115,-1.6276200000000074,-3.8106170000000077,-3.4606200000000058,-3.8276200000000102,-4.3436200000000014,-3.2276200000000017,1.7223800000000011,0.51937999999999818,-3.7436200000000071,-3.530619999999999,3.8208685998711069,1.5405687662292071,3.2910288737369022,4.4647641408891925,5.0893396144766205,0.79123860970063764,3.0882895747453905,3.4158769239786748,2.8680627745124525,1.9608438993150419,4.3560360604304069,3.4889244300420206,4.7093010625230853,4.4178566747399151,3.2289742639855477,1.7964443502321474,1.8960328735232883,3.8412454286964084,3.760113147040125,"Pendleton"]
[null,null,null,null,null,null,null,null,null,null,97739,"La Pine","Deschutes","5B",null,97268,"Portland","OR",45.173284000000002,122.259861,2.9532840000000036,-0.10971599999999881,3.0062840000000008,2.9832840000000047,1.7562840000000008,-0.52671600000000041,-0.42671599999999899,-0.35971599999999881,-0.37671299999999519,0.92328400000000244,1.9402840000000054,0.27328700000000339,2.573284000000001,-0.97671299999999661,-7.6715999999997564E-2,0.34028400000000403,1.6532839999999993,0.69028400000000545,1.1232870000000048,0.5198610000000059,4.2598610000000008,1.8598640000000017,-0.44013599999999542,-1.9901389999999992,3.4268610000000024,-0.35713900000000365,-0.69013599999999542,-0.1401390000000049,1.0928609999999992,-1.0901360000000011,-0.74013899999999921,-1.1071390000000036,-1.6231389999999948,-0.50713899999999512,4.4428610000000077,3.2398610000000048,-1.0231390000000005,-0.81013899999999239,2.9986900213221483,4.2612736757895533,3.5350866449285245,3.0155767480122315,2.6542770631524135,3.4671034103379461,0.55644838932016127,0.77825657668406045,0.40193485005657043,1.4306636606753533,2.2255557730939981,0.78898132024148759,2.801347409725722,1.894346456615045,0.51290867605938839,4.4558733224786673,3.6373131957499933,1.2342225949872285,1.3849544698978369,"Portland (Troutdale)"]
[null,null,null,null,null,null,null,null,null,null,97741,"Madras","Jefferson","5B",null,97739,"La Pine","OR",43.692250999999999,121.53865,1.472251,-1.5907490000000024,1.5252509999999972,1.5022510000000011,0.27525099999999725,-2.007749000000004,-1.9077490000000026,-1.8407490000000024,-1.8577459999999988,-0.55774900000000116,0.45925100000000185,-1.2077460000000002,1.0922509999999974,-2.4577460000000002,-1.5577490000000012,-1.1407489999999996,0.17225099999999571,-0.79074899999999815,-0.35774599999999879,-0.20134999999999081,3.5386500000000041,1.138653000000005,-1.1613469999999921,-2.7113499999999959,2.7056500000000057,-1.0783500000000004,-1.4113469999999921,-0.86135000000000161,0.37165000000000248,-1.8113469999999978,-1.4613499999999959,-1.8283500000000004,-2.3443499999999915,-1.2283499999999918,3.721650000000011,2.518650000000008,-1.7443499999999972,-1.5313499999999891,1.4859558639141999,3.879758523864731,1.903397296260033,1.8988114496731858,2.7252856612658012,3.3692132567561002,2.1914253282968623,2.3195381513159008,2.0477167829111522,0.6702295647768779,1.8686597965948735,1.8958360221854602,2.1297596036879365,3.3965412294002792,1.9837907322852841,3.8925553308207554,2.5245332696363976,1.9152130177870521,{"$f":"SQRT(AM422^2+BF422^2)","v":1.5725822786156423},"Redmond"]
[null,null,null,null,null,null,null,null,null,null,97750,"Mitchell","Wheeler","5B",null,97864,"Monument","OR",44.811965000000001,119.41539,2.5919650000000019,-0.47103500000000054,2.6449649999999991,2.621965000000003,1.3949649999999991,-0.88803500000000213,-0.78803500000000071,-0.72103500000000054,-0.73803199999999691,0.56196500000000071,1.5789650000000037,-8.8031999999998334E-2,2.2119649999999993,-1.3380319999999983,-0.43803499999999929,-2.1034999999997694E-2,1.2919649999999976,0.32896500000000373,0.76196800000000309,-2.3246099999999927,1.4153900000000021,-0.9846069999999969,-3.2846069999999941,-4.8346099999999979,0.58239000000000374,-3.2016100000000023,-3.5346069999999941,-2.9846100000000035,-1.7516099999999994,-3.9346069999999997,-3.5846099999999979,-3.9516100000000023,-4.4676099999999934,-3.3516099999999938,1.5983900000000091,0.39539000000000613,-3.8676099999999991,-3.654609999999991,3.4816797976443752,1.4917113740013537,2.8222846765827838,4.2027780818970175,5.0318367623885587,1.061971879724227,3.2971663217564586,3.6074004651097389,3.0745061530470248,1.839549470203234,4.2396064340542283,3.5856907960843452,4.528577122377957,4.6636754545233883,3.3801130533348962,1.5985284055421189,1.3511131756166834,3.8815750776360098,3.7331982916962687,"Pendleton"]
[null,null,null,null,null,null,null,null,null,null,97751,"Paulina","Crook","5B",null,97627,"Keno","OR",42.086886999999997,121.98101,-0.13311300000000159,-3.196113000000004,-8.011300000000432E-2,-0.10311300000000045,-1.3301130000000043,-3.6131130000000056,-3.5131130000000041,-3.446113000000004,-3.4631100000000004,-2.1631130000000027,-1.1461129999999997,-2.8131100000000018,-0.51311300000000415,-4.0631100000000018,-3.1631130000000027,-2.7461130000000011,-1.4331130000000059,-2.3961129999999997,-1.9631100000000004,0.24101000000000283,3.9810099999999977,1.5810129999999987,-0.71898699999999849,-2.2689900000000023,3.1480099999999993,-0.63599000000000672,-0.96898699999999849,-0.41899000000000797,0.81400999999999613,-1.3689870000000042,-1.0189900000000023,-1.3859900000000067,-1.9019899999999978,-0.78598999999999819,4.1640100000000047,2.9610100000000017,-1.3019900000000035,-1.0889899999999955,0.27532688003353722,5.1052501338199878,1.5830414394253853,0.7263433051512197,2.63011714812649,4.7921344420695284,3.5702165523773255,3.5797528706515518,3.4883640137176064,2.311205341562927,1.7854132336627313,2.9919773548942534,1.4779219298965094,4.4862488598159604,3.2593042403048251,4.9879971821232063,3.2895885899104504,2.7270011860776679,2.2449276362947628,"Klamath Falls"]
[null,null,null,null,null,null,null,null,null,null,97752,"Post","Crook","5B",null,97143,"Netarts","OR",45.438111999999997,123.9483,3.2181119999999979,0.15511199999999548,3.2711119999999951,3.248111999999999,2.0211119999999951,-0.26188800000000612,-0.16188800000000469,-9.4888000000004524E-2,-0.1118850000000009,1.1881119999999967,2.2051119999999997,0.53811499999999768,2.8381119999999953,-0.71188500000000232,0.18811199999999673,0.60511199999999832,1.9181119999999936,0.95511199999999974,1.3881149999999991,2.2083000000000084,5.9483000000000033,3.5483030000000042,1.248303000000007,-0.30169999999999675,5.1153000000000048,1.3312999999999988,0.99830300000000705,1.5482999999999976,2.7813000000000017,0.59830300000000136,0.94830000000000325,0.58129999999999882,6.5300000000007685E-2,1.1813000000000073,6.1313000000000102,4.9283000000000072,0.665300000000002,0.87830000000001007,3.902926304011392,5.9503220604051368,4.8260364582494608,3.4797258432745832,2.0435059595078204,5.1219995523764013,1.3411067871515669,1.0028023795110454,1.5523373161864635,3.0244404134556859,2.2848381588972555,1.0903396916672363,2.8970311380004135,0.7148736554280094,1.1961838548250081,6.1610875843915842,5.2884113431676294,1.163985834339921,1.6426424270744424,"Astoria"]
[null,null,null,null,null,null,null,null,null,null,97753,"Powell Butte","Crook","5B",null,97446,"Harrisburg","OR",44.278807999999998,123.12026,2.0588079999999991,-1.0041920000000033,2.1118079999999964,2.0888080000000002,0.86180799999999635,-1.4211920000000049,-1.3211920000000035,-1.2541920000000033,-1.2711889999999997,2.8807999999997946E-2,1.045808000000001,-0.6211890000000011,1.6788079999999965,-1.8711890000000011,-0.97119200000000205,-0.55419200000000046,0.75880799999999482,-0.20419199999999904,0.22881100000000032,1.3802600000000069,5.1202600000000018,2.7202630000000028,0.4202630000000056,-1.1297399999999982,4.2872600000000034,0.50325999999999738,0.1702630000000056,0.72025999999999613,1.9532600000000002,-0.22973700000000008,0.12026000000000181,-0.24674000000000262,-0.76273999999999376,0.3532600000000059,5.3032600000000087,4.1002600000000058,-0.16273999999999944,5.0260000000008631E-2,2.4786706212129146,5.2178026065063081,3.4437717430214505,2.130666527177119,1.4209241698500275,4.5166785372067428,1.4137959288610242,1.2656962755862917,1.461059869177507,1.9534724283859244,1.0707443495218651,0.63272287877158495,1.6968432244800902,2.0206732990072878,1.0334440132218137,5.3321379765028674,4.1698826900122787,0.26111047559222789,0.2342659627880265,"Eugene"]
[null,null,null,null,null,null,null,null,null,null,97754,"Prineville","Crook","5B",null,97068,"West Linn","OR",45.361991000000003,122.64443,3.1419910000000044,7.8991000000002032E-2,3.1949910000000017,3.1719910000000056,1.9449910000000017,-0.33800899999999956,-0.23800899999999814,-0.17100899999999797,-0.18800599999999434,1.1119910000000033,2.1289910000000063,0.46199400000000423,2.7619910000000019,-0.78800599999999577,0.11199100000000328,0.52899100000000487,1.8419910000000002,0.8789910000000063,1.3119940000000057,0.90443000000000495,4.6444299999999998,2.2444330000000008,-5.5566999999996369E-2,-1.6055700000000002,3.8114300000000014,2.7429999999995403E-2,-0.30556699999999637,0.24442999999999415,1.4774299999999982,-0.70556700000000205,-0.35557000000000016,-0.7225700000000046,-1.2385699999999957,-0.12256999999999607,4.8274300000000068,3.6244300000000038,-0.63857000000000141,-0.42556999999999334,3.2695720008865132,4.6451016784329919,3.9045418401612775,3.1724776745581731,2.5220715721368827,3.8263884707359512,0.23958440888546748,0.35016463209467213,0.30837036325820127,1.8491412571734487,2.2428614468062955,0.58298240190935779,2.8549433775437678,1.4679949253781441,0.16602827765474101,4.8563269950633545,4.0656393923934067,1.0864606863485733,1.3792889765875782,"Aurora"]
[null,null,null,null,null,null,null,null,null,null,97756,"Redmond","Deschutes","5B",null,97201,"Portland","OR",45.498939999999997,122.68781,3.2789399999999986,0.21593999999999625,3.3319399999999959,3.3089399999999998,2.0819399999999959,-0.20106000000000535,-0.10106000000000392,-3.4060000000003754E-2,-5.105700000000013E-2,1.2489399999999975,2.2659400000000005,0.59894299999999845,2.8989399999999961,-0.65105700000000155,0.2489399999999975,0.66593999999999909,1.9789399999999944,1.0159400000000005,1.4489429999999999,0.94781000000000404,4.6878099999999989,2.2878129999999999,-1.2186999999997283E-2,-1.5621900000000011,3.8548100000000005,7.0809999999994488E-2,-0.26218699999999728,0.28780999999999324,1.5208099999999973,-0.66218700000000297,-0.31219000000000108,-0.67919000000000551,-1.1951899999999966,-7.9189999999996985E-2,4.8708100000000059,3.6678100000000029,-0.59519000000000233,-0.38218999999999426,3.4131790635271391,4.6927809111123002,4.0417709591921422,3.308962442604781,2.6028660664160164,3.8600499037836293,0.12339845906655404,0.26439006518588937,0.29230363211735177,1.9679212839186393,2.3607150837339534,0.6754223222169955,2.9774405417572969,1.361012253195758,0.26123204187082083,4.9161230802025351,4.1676172712594424,1.1774486059697058,1.4985009220380865,"Portland (PDX)"]
[null,null,null,null,null,null,null,null,null,null,97758,"Riley","Harney","5B",null,97859,"Meacham","OR",45.529778,118.43996,3.3097780000000014,0.24677799999999905,3.3627779999999987,3.3397780000000026,2.1127779999999987,-0.17022200000000254,-7.0222000000001117E-2,-3.2220000000009463E-3,-2.0218999999997322E-2,1.2797780000000003,2.2967780000000033,0.62978100000000126,2.9297779999999989,-0.62021899999999874,0.2797780000000003,0.6967780000000019,2.0097779999999972,1.0467780000000033,1.4797810000000027,-3.3000399999999956,0.43995999999999924,-1.9600369999999998,-4.260036999999997,-5.8100400000000008,-0.39303999999999917,-4.1770400000000052,-4.510036999999997,-3.9600400000000064,-2.7270400000000024,-4.9100370000000026,-4.5600400000000008,-4.9270400000000052,-5.4430399999999963,-4.3270399999999967,0.62296000000000618,-0.58003999999999678,-4.843040000000002,-4.6300399999999939,4.6738522025074758,0.50444442992662619,3.8923027783887769,5.4131351664865148,6.1822646076404721,0.42831760515299883,4.1776302242879328,4.5100381509088114,3.9600916163090281,3.0124041712366578,5.4206690106160371,4.6033236807290674,5.7323051463511643,5.4782621377185814,4.3360755172026204,0.93465434406737258,2.0918063989968063,4.9548744305869175,4.8607635418276569,"Pendleton"]
[null,null,null,null,null,null,null,null,null,null,97759,"Sisters","Deschutes","5B",null,97454,"Marcola","OR",44.227201000000001,122.8169,2.007201000000002,-1.0557990000000004,2.0602009999999993,2.0372010000000031,0.81020099999999928,-1.472799000000002,-1.3727990000000005,-1.3057990000000004,-1.3227959999999968,-2.2798999999999126E-2,0.99420100000000389,-0.67279599999999817,1.6272009999999995,-1.9227959999999982,-1.0227989999999991,-0.60579899999999753,0.70720099999999775,-0.25579899999999611,0.17720400000000325,1.0769000000000091,4.816900000000004,2.4169030000000049,0.11690300000000775,-1.433099999999996,3.9839000000000055,0.19989999999999952,-0.13309699999999225,0.41689999999999827,1.6499000000000024,-0.53309699999999793,-0.18309999999999604,-0.55010000000000048,-1.0660999999999916,4.9900000000008049E-2,4.9999000000000109,3.7969000000000079,-0.46609999999999729,-0.25309999999998922,2.2778431606238887,4.9312510723345895,3.1758224559647572,2.0405524315268191,1.6462688937111662,4.2474222893893012,1.3872768665270105,1.3125646040519297,1.3869372255498769,1.6500575154827202,1.1281081684882908,0.69726613829727602,1.7176708370351401,2.1985708238799071,1.0240155293749207,5.0364662649918648,3.8621992263995208,0.53167879250633598,0.30896742160945662,"Eugene"]
[null,null,null,null,null,null,null,null,null,null,97760,"Terrebonne","Jefferson","5B",null,97060,"Troutdale","OR",45.529550999999998,122.39156,3.309550999999999,0.24655099999999663,3.3625509999999963,3.3395510000000002,2.1125509999999963,-0.17044900000000496,-7.0449000000003537E-2,-3.449000000003366E-3,-2.0445999999999742E-2,1.2795509999999979,2.2965510000000009,0.62955399999999884,2.9295509999999965,-0.62044600000000116,0.27955099999999788,0.69655099999999948,2.0095509999999948,1.0465510000000009,1.4795540000000003,0.65156000000000347,4.3915599999999984,1.9915629999999993,-0.30843699999999785,-1.8584400000000016,3.5585599999999999,-0.22544000000000608,-0.55843699999999785,-8.4400000000073305E-3,1.2245599999999968,-0.95843700000000354,-0.60844000000000165,-0.97544000000000608,-1.4914399999999972,-0.37543999999999755,4.5745600000000053,3.3715600000000023,-0.8914400000000029,-0.67843999999999482,3.3730784537571905,4.3984754892122542,3.9080778409046526,{"$f":"SQRT(X431^2+AQ431^2)","v":3.3537641933460378},2.8136579325143614,3.5626397706196737,0.23619114124158688,0.55844765069789448,2.2119505329010258E-2,1.7711007749986973,2.4885232525676773,0.87552125760372068,3.087677485619408,1.6153471801801595,0.46808541442881657,4.6272867308176453,3.925011089818855,1.3747488022184298,1.6276857413260073,"Portland (Troutdale)"]
[null,null,null,null,null,null,null,null,null,null,97761,"Warm Springs","Jefferson","5B",null,97623,"Bonanza","OR",42.202475,121.33346,-1.7524999999999125E-2,-3.0805250000000015,3.5474999999998147E-2,1.2475000000002012E-2,-1.2145250000000019,-3.4975250000000031,-3.3975250000000017,-3.3305250000000015,-3.3475219999999979,-2.0475250000000003,-1.0305249999999972,-2.6975219999999993,-0.39752500000000168,-3.9475219999999993,-3.0475250000000003,-2.6305249999999987,-1.3175250000000034,-2.2805249999999972,-1.8475219999999979,-0.40653999999999257,3.3334600000000023,0.93346300000000326,-1.3665369999999939,-2.9165399999999977,2.5004600000000039,-1.2835400000000021,-1.6165369999999939,-1.0665400000000034,0.16646000000000072,-2.0165369999999996,-1.6665399999999977,-2.0335400000000021,-2.5495399999999933,-1.4335399999999936,3.5164600000000092,2.3134600000000063,-1.9495399999999989,-1.7365399999999909,{"$f":"SQRT(U432^2+AN432^2)","v":0.40691755580829136},4.5388974263828681,0.93413684650269846,1.3665939404204832,3.1593158353075417,4.2994163949569995,3.6318935911208929,3.7021059747114196,3.5133191019439143,2.0542803015228963,2.2645978115316616,3.170801241340111,2.0720306603004235,4.6992642139045513,3.3678547411111697,4.3914863892792679,2.6623240406128321,3.0002500707815982,2.535529276518802,"Klamath Falls"]
[null,null,null,null,null,null,null,null,null,null,97801,"Pendleton","Umatilla","5B",null,97813,"Athena","OR",45.816670000000002,118.4966,3.5966700000000031,0.53367000000000075,3.6496700000000004,3.6266700000000043,2.3996700000000004,0.11666999999999916,0.21667000000000058,0.28367000000000075,0.26667300000000438,1.566670000000002,2.583670000000005,0.91667300000000296,3.2166700000000006,-0.33332699999999704,0.56667000000000201,0.9836700000000036,2.2966699999999989,1.333670000000005,1.7666730000000044,-3.2433999999999941,0.49660000000000082,-1.9033969999999982,-4.2033969999999954,-5.7533999999999992,-0.33639999999999759,-4.1204000000000036,-4.4533969999999954,-3.9034000000000049,-2.6704000000000008,-4.8533970000000011,-4.5033999999999992,-4.8704000000000036,-5.3863999999999947,-4.2703999999999951,0.67960000000000775,-0.5233999999999952,-4.7864000000000004,-4.5733999999999924,4.8431063016312148,0.72898232413413266,4.1161889228397905,5.5516917807555739,6.233781169474911,0.35605736742833755,4.1260928308631195,4.4624223812307324,3.9124986963485422,3.0960444197233365,5.4982554604628033,4.595748138108636,5.836759550375537,5.3967037948111383,4.3078336839878073,1.1956014506933395,2.3555552740065324,4.9687322959583984,4.9027666729030601,"Pendleton"]
[null,null,null,null,null,null,null,null,null,null,97810,"Adams","Umatilla","5B",null,97067,"Welches","OR",45.333824,121.95765,3.113824000000001,5.0823999999998648E-2,3.1668239999999983,3.1438240000000022,1.9168239999999983,-0.36617600000000294,-0.26617600000000152,-0.19917600000000135,-0.21617299999999773,1.0838239999999999,2.1008240000000029,0.43382700000000085,2.7338239999999985,-0.81617299999999915,8.3823999999999899E-2,0.50082400000000149,1.8138239999999968,0.85082400000000291,1.2838270000000023,0.21765000000000612,3.957650000000001,1.557653000000002,-0.74234699999999521,-2.292349999999999,3.1246500000000026,-0.65935000000000343,-0.99234699999999521,-0.44235000000000468,0.79064999999999941,-1.3923470000000009,-1.042349999999999,-1.4093500000000034,-1.9253499999999946,-0.80934999999999491,4.1406500000000079,2.937650000000005,-1.3253500000000003,-1.1123499999999922,3.1214213790316756,3.9579763265431502,3.5291722989087675,3.2302799277129228,2.9881570858099127,3.1460328169737863,0.7110499880289749,1.012138156273634,0.49234570012238671,1.3415669515443494,2.5203356219727988,1.1290258581755328,3.0757212301305854,2.0911984574470632,0.81367922762965483,4.1708281073997844,3.4524983744349567,1.5749457455658611,1.6986860476347561,"Portland (Troutdale)"]
[null,null,null,null,null,null,null,null,null,null,97812,"Arlington","Gilliam","5B",null,97375,"Scotts Mills","OR",45.004218000000002,122.59658,{"$f":"$S435-VLOOKUP(U$18,$A$19:$F$37,5,FALSE)","v":2.7842180000000027},-0.27878199999999964,2.837218,2.8142180000000039,1.587218,-0.69578200000000123,-0.59578199999999981,-0.52878199999999964,-0.54577899999999602,0.75421800000000161,1.7712180000000046,0.10422100000000256,2.4042180000000002,-1.1457789999999974,-0.24578199999999839,0.1712180000000032,{"$f":"$S435-VLOOKUP(AK$18,$A$19:$F$37,5,FALSE)","v":1.4842179999999985},0.52121800000000462,0.95422100000000398,{"$f":"$T435-VLOOKUP(AN$18,$A$19:$F$37,6,FALSE)","v":0.85658000000000811},4.596580000000003,2.1965830000000039,-0.10341699999999321,-1.653419999999997,3.7635800000000046,-2.0420000000001437E-2,-0.35341699999999321,0.19657999999999731,1.4295800000000014,-0.75341699999999889,-0.403419999999997,-0.77042000000000144,-1.2864199999999926,-0.17041999999999291,4.7795800000000099,{"$f":"$T435-VLOOKUP(BD$18,$A$19:$F$37,6,FALSE)","v":3.576580000000007},-0.68641999999999825,-0.47341999999999018,2.9130051781491959,4.6050262865616771,3.5881447651137237,2.816117545027732,2.2919552080972241,3.8273550930014366,0.59613183770370781,0.63601413460157852,0.58010207139864156,1.6163365268173602,1.9247987893317615,0.41666498921915446,2.5246407997820213,1.7226972842728274,0.29908488414494772,4.7826457719471653,3.8723155305222798,0.86188202204478226,1.0652061834410267,"Aurora"]
[null,null,null,null,null,null,null,null,null,null,97813,"Athena","Umatilla","5B",null,97048,"Rainier","OR",46.054948000000003,122.95714,3.8349480000000042,0.77194800000000185,3.8879480000000015,3.8649480000000054,2.6379480000000015,0.35494800000000026,0.45494800000000168,0.52194800000000185,0.50495100000000548,1.8049480000000031,2.8219480000000061,1.1549510000000041,3.4549480000000017,-9.5048999999995942E-2,0.80494800000000311,1.2219480000000047,2.534948,1.5719480000000061,2.0049510000000055,1.2171400000000006,4.9571399999999954,2.5571429999999964,0.25714299999999923,-1.2928600000000046,4.124139999999997,0.34013999999999101,7.1429999999992333E-3,0.55713999999998975,1.7901399999999938,-0.39285700000000645,-4.2860000000004561E-2,-0.40986000000000899,-0.92586000000000013,0.19013999999999953,5.1401400000000024,3.9371399999999994,-0.32586000000000581,-0.11285999999999774,4.0234631776995347,5.0168855572261126,4.6535062021182467,3.8734926829868983,2.9377298429746768,4.1393862857075776,0.56804304617167467,0.52199687465827027,0.75191787583551584,2.5421326681162784,2.8491625325967349,1.1557459893943003,3.4791738821599618,0.93072608860018502,0.82710005579978341,5.2833886980141864,4.682630963710892,1.6053676383632576,2.0081249692190526,"Portland (Hillsboro)"]
[null,null,null,null,null,null,null,null,null,null,97814,"Baker City","Baker","5B",null,97272,"Portland","OR",45.580556999999999,122.374776,3.360557,0.29755699999999763,3.4135569999999973,3.3905570000000012,2.1635569999999973,-0.11944300000000396,-1.9443000000002542E-2,4.7556999999997629E-2,3.0560000000001253E-2,1.3305569999999989,2.3475570000000019,0.68055999999999983,2.9805569999999975,-0.56944000000000017,0.33055699999999888,0.74755700000000047,2.0605569999999958,1.0975570000000019,1.5305600000000013,0.63477600000000223,4.3747759999999971,1.9747789999999981,-0.32522099999999909,-1.8752240000000029,3.5417759999999987,-0.24222400000000732,-0.57522099999999909,-2.5224000000008573E-2,1.2077759999999955,-0.97522100000000478,-0.62522400000000289,-0.99222400000000732,-1.5082239999999985,-0.3922239999999988,4.557776000000004,3.3547760000000011,-0.90822400000000414,-0.69522399999999607,3.4199830292597948,4.3848837177769004,3.9436180711486215,3.4061188277994661,2.8631178708577472,3.5437894780058521,0.24300307904428628,0.57718356446627861,3.9625292125112579E-2,1.7969710060056578,2.5420621288808065,0.92415743451860166,3.1413736639287277,1.6121419130386738,0.5129401489696418,4.6186755173344922,3.9370569160763971,1.4246059814647036,1.6810563118991577,"Portland (Troutdale)"]
[null,null,null,null,null,null,null,null,null,null,97817,"Bates","Grant","5B",null,97321,"Albany","OR",44.635395000000003,123.0896,2.4153950000000037,-0.64760499999999865,2.468395000000001,2.4453950000000049,1.218395000000001,-1.0646050000000002,-0.96460499999999882,-0.89760499999999865,-0.91460199999999503,0.3853950000000026,1.4023950000000056,-0.26460199999999645,2.0353950000000012,-1.5146019999999965,-0.6146049999999974,-0.19760499999999581,1.1153949999999995,0.15239500000000561,0.58539800000000497,1.3496000000000095,5.0896000000000043,2.6896030000000053,0.38960300000000814,-1.1603999999999957,4.2566000000000059,0.47259999999999991,0.13960300000000814,0.68959999999999866,1.9226000000000028,-0.26039699999999755,8.9600000000004343E-2,-0.27740000000000009,-0.79339999999999122,0.32260000000000844,5.2726000000000113,4.0696000000000083,-0.19339999999999691,1.9600000000011164E-2,2.7668670307813934,5.1306354768220519,3.6506079183656568,2.4762364999397839,1.6825618966400588,4.387713227414145,1.0741571421468079,0.90839624263533802,1.1454453188188378,1.9608467727043366,1.426365427803834,0.27936066008656069,2.0542111785366672,1.7098253648849566,0.69412539647026472,5.2763015925954342,4.219686026948577,0.2462271228459621,0.58572602674288454,"Corvallis"]
[null,null,null,null,null,null,null,null,null,null,97818,"Boardman","Morrow","5B",null,97439,"Florence","OR",44.009098999999999,124.08307000000001,1.7890990000000002,-1.2739010000000022,1.8420989999999975,1.8190990000000014,0.59209899999999749,-1.6909010000000038,-1.5909010000000023,-1.5239010000000022,-1.5408979999999985,-0.24090100000000092,0.77609900000000209,-0.89089799999999997,1.4090989999999977,-2.140898,-1.2409010000000009,-0.82390099999999933,0.48909899999999595,-0.47390099999999791,-4.0897999999998547E-2,2.3430700000000115,6.0830700000000064,3.6830730000000074,1.3830730000000102,-0.16692999999999358,5.250070000000008,1.466070000000002,1.1330730000000102,1.6830700000000007,2.9160700000000048,0.73307300000000453,1.0830700000000064,0.71607000000000198,0.20007000000001085,1.3160700000000105,6.2660700000000134,5.0630700000000104,0.80007000000000517,1.0130700000000132,2.9480251451948396,6.215027303455801,4.1180523854280979,2.2851722243914208,0.61518033998250865,5.5156487557404432,2.1634063965656134,1.8989809586012256,2.2819051845560976,2.926003680226843,1.0675793558935138,1.4024050311176204,1.5806062876950084,2.1502260930664954,1.8088326447466139,6.3200036473645467,5.0866389351615178,0.92988932820040815,1.013895197396667,"North Bend"]
[null,null,null,null,null,null,null,null,null,null,97819,"Bridgeport","Baker","5B",null,97702,"Bend","OR",44.020482999999999,121.30891,1.8004829999999998,-1.2625170000000026,1.8534829999999971,1.830483000000001,0.60348299999999711,-1.6795170000000041,-1.5795170000000027,-1.5125170000000026,-1.5295139999999989,-0.2295170000000013,0.78748300000000171,-0.87951400000000035,1.4204829999999973,-2.1295140000000004,-1.2295170000000013,-0.81251699999999971,0.50048299999999557,-0.46251699999999829,-2.951399999999893E-2,-0.43108999999999753,3.3089099999999974,0.90891299999999831,-1.3910869999999989,-2.9410900000000026,2.4759099999999989,-1.3080900000000071,-1.6410869999999989,-1.0910900000000083,0.14190999999999576,-2.0410870000000045,-1.6910900000000026,-2.0580900000000071,-2.5740899999999982,-1.4580899999999986,3.4919100000000043,2.2889100000000013,-1.9740900000000039,-1.7610899999999958,1.8513718214850838,3.5415864472562277,2.0643454344798946,2.2990848298525219,3.0023660868370157,2.9918067586976616,2.0508469960943034,2.2317872248173667,1.8788002725931288,0.26984532864031463,2.1877307002595225,1.9061296556887231,2.5007011819465799,3.3407737433558697,1.907285637074059,3.5851944610284434,2.3429878833209958,2.0275485945814009,1.7613372943011185,"Redmond"]
[null,null,null,null,null,null,null,null,null,null,97820,"Canyon City","Grant","5B",null,97710,"Fields","OR",42.130152000000002,118.5582,-8.9847999999996375E-2,-3.1528479999999988,-3.6847999999999104E-2,-5.9847999999995238E-2,-1.2868479999999991,-3.5698480000000004,-3.4698479999999989,-3.4028479999999988,-3.4198449999999951,-2.1198479999999975,-1.1028479999999945,-2.7698449999999966,-0.46984799999999893,-4.0198449999999966,-3.1198479999999975,-2.7028479999999959,-1.3898480000000006,-2.3528479999999945,-1.9198449999999951,-3.1817999999999955,0.55819999999999936,-1.8417969999999997,-4.1417969999999968,-5.6918000000000006,-0.27479999999999905,-4.0588000000000051,-4.3917969999999968,-3.8418000000000063,-2.6088000000000022,-4.7917970000000025,-4.4418000000000006,-4.8088000000000051,-5.3247999999999962,-4.2087999999999965,0.7412000000000063,-0.46179999999999666,-4.7248000000000019,-4.5117999999999938,3.1830683158085016,3.2018803461566128,1.8421655637626602,4.1422293722478685,5.8354575669011606,3.5804091642023264,5.339822336286483,5.5558307569897201,5.143419782987289,3.3614867221370965,4.9170715065283535,5.234656489591746,4.8316989334088323,6.6717800371433809,5.2390313019778718,2.8026353225319891,1.4645602422242652,5.2782221202886097,4.9032789094671054,"Burns"]
[null,null,null,null,null,null,null,null,null,null,97823,"Condon","Gilliam","5B",null,97883,"Union","OR",45.201698999999998,117.83083000000001,2.981698999999999,-8.1301000000003398E-2,3.0346989999999963,3.0116990000000001,1.7846989999999963,-0.49830100000000499,-0.39830100000000357,-0.3313010000000034,-0.34829799999999977,0.95169899999999785,1.9686990000000009,0.3017019999999988,2.6016989999999964,-0.9482980000000012,-4.8301000000002148E-2,0.36869899999999944,1.6816989999999947,0.71869900000000086,1.1517020000000002,-3.9091699999999889,-0.16916999999999405,-2.5691669999999931,-4.8691669999999903,-6.419169999999994,-1.0021699999999925,-4.7861699999999985,-5.1191669999999903,-4.5691699999999997,-3.3361699999999956,-5.5191669999999959,-5.169169999999994,-5.5361699999999985,-6.0521699999999896,-4.93616999999999,1.3830000000012888E-2,-1.1891699999999901,-5.4521699999999953,-5.2391699999999872,4.9165169597491385,0.18769214554956351,3.9761812200263131,5.7253050696438796,6.6626491735270674,1.119217849884905,4.8027145402887514,5.1298763266271736,4.5824257752531024,3.4692594678837394,5.8597764570408275,5.1779670321182945,6.1170267250929156,6.1260126351244066,4.936406309806852,0.36895829235971905,2.0596691034000969,5.4993350472126128,5.3642632099575307,"La Grande"]
[null,null,null,null,null,null,null,null,null,null,97824,"Cove","Union","5B",null,97224,"Portland","OR",45.406292000000001,122.78440999999999,3.1862920000000017,0.12329199999999929,3.2392919999999989,3.2162920000000028,1.9892919999999989,-0.2937080000000023,-0.19370800000000088,-0.12670800000000071,-0.14370499999999709,1.1562920000000005,2.1732920000000036,0.50629500000000149,2.8062919999999991,-0.74370499999999851,0.15629200000000054,0.57329200000000213,1.8862919999999974,0.92329200000000355,1.3562950000000029,1.0444099999999992,4.7844099999999941,2.384412999999995,8.4412999999997851E-2,-1.4655900000000059,3.9514099999999956,0.16740999999998962,-0.16558700000000215,0.38440999999998837,1.6174099999999925,-0.56558700000000783,-0.21559000000000594,-0.58259000000001038,-1.0985900000000015,1.7409999999998149E-2,4.967410000000001,3.764409999999998,-0.49859000000000719,-0.28558999999999912,3.3530954292062742,4.785998324839233,4.0222429086062128,3.2173995374887805,2.4708777204394416,3.9623106109142889,0.25602518892483384,0.20850412905504029,0.41039270842083708,1.988221893392178,2.2456818055621826,0.55028508531942255,2.8661273344643998,1.3266488288635396,0.15725869567054188,5.0003825679005818,4.2105676763785631,1.049314111867373,1.3860367149267754,"Aurora"]
[null,null,null,null,null,null,null,null,null,null,97825,"Dayville","Grant","5B",null,97130,"Manzanita","OR",45.720835999999998,123.93471,3.5008359999999996,0.43783599999999723,3.5538359999999969,3.5308360000000008,2.3038359999999969,2.0835999999995636E-2,0.12083599999999706,0.18783599999999723,0.17083900000000085,1.4708359999999985,2.4878360000000015,0.82083899999999943,3.1208359999999971,-0.42916100000000057,0.47083599999999848,0.88783600000000007,2.2008359999999954,1.2378360000000015,1.6708390000000009,2.1947100000000006,5.9347099999999955,3.5347129999999964,1.2347129999999993,-0.31529000000000451,5.1017099999999971,1.3177099999999911,0.98471299999999928,1.5347099999999898,2.7677099999999939,0.5847129999999936,0.93470999999999549,0.56770999999999106,5.1709999999999923E-2,1.1677099999999996,6.1177100000000024,4.9147099999999995,0.65170999999999424,0.86471000000000231,4.1319008559010708,5.9508388607822296,5.012379306004779,3.7404971663222795,2.3253103231603278,5.1017525481932156,1.323238823113944,1.0024679821645166,1.544189349795215,3.1342586337116409,2.5556246311352142,1.2439692311391752,3.1720516992943182,0.43226506685250482,1.2590604365938902,6.1817981532072066,5.3849840745350379,1.3989152536862253,1.8813363197527992,"Astoria"]
[null,null,null,null,null,null,null,null,null,null,97826,"Echo","Umatilla","5B",null,97712,"Brothers","OR",43.785415999999998,120.51518,1.565415999999999,-1.4975840000000034,1.6184159999999963,1.5954160000000002,0.3684159999999963,-1.9145840000000049,-1.8145840000000035,-1.7475840000000034,-1.7645809999999997,-0.46458400000000211,0.55241600000000091,-1.1145810000000012,1.1854159999999965,-2.3645810000000012,-1.4645840000000021,-1.0475840000000005,0.26541599999999477,-0.69758399999999909,-0.26458099999999973,-1.224819999999994,2.5151800000000009,0.11518300000000181,-2.1848169999999953,-3.7348199999999991,1.6821800000000025,-2.1018200000000036,-2.4348169999999953,-1.8848200000000048,-0.65182000000000073,-2.834817000000001,-2.4848199999999991,-2.8518200000000036,-3.3678199999999947,-2.251819999999995,2.6981800000000078,1.4951800000000048,-2.7678200000000004,-2.5548199999999923,1.9876396266566991,2.9272663475427061,1.6225096217110666,2.7053239245134733,3.7529469462618295,2.5485998990536012,2.7767539331845787,2.9970625052782918,2.58191644674281,0.80044213123498376,2.8881396885443413,2.7233474324736826,3.0883795760003356,4.1150279291835883,2.6862054287518635,2.8944097065647156,1.5185548674499751,2.8543740100862749,2.5684836651146838,"Redmond"]
[null,null,null,null,null,null,null,null,null,null,97827,"Elgin","Union","5B",null,97754,"Prineville","OR",44.238306000000001,120.75682,2.0183060000000026,-1.0446939999999998,2.0713059999999999,2.0483060000000037,0.82130599999999987,-1.4616940000000014,-1.361694,-1.2946939999999998,-1.3116909999999962,-1.1693999999998539E-2,1.0053060000000045,-0.66169099999999759,1.638306,-1.9116909999999976,-1.0116939999999985,-0.59469399999999695,0.71830599999999833,-0.24469399999999553,0.18830900000000383,-0.98317999999999017,2.7568200000000047,0.35682300000000566,-1.9431769999999915,-3.4931799999999953,1.9238200000000063,-1.8601799999999997,-2.1931769999999915,-1.643180000000001,-0.41017999999999688,-2.5931769999999972,-2.2431799999999953,-2.6101799999999997,-3.1261799999999909,-2.0101799999999912,2.9398200000000116,1.7368200000000087,-2.5261799999999965,-2.3131799999999885,2.2450394254970205,2.9481251781489917,2.1018161667864779,2.8233834884699922,3.5884328136438568,2.4161193559168446,2.3053156360975819,2.5468132846686977,2.1025160622171222,0.41034666080766075,2.7812240303443727,2.3387371575020945,3.0817342815427811,3.66436404740044,2.2504107140777574,2.9993670308976967,1.8794965341910124,2.5380032596582653,2.3208321765868698,"Redmond"]
[null,null,null,null,null,null,null,null,null,null,97828,"Enterprise","Wallowa","5B",null,97218,"Portland","OR",45.560989999999997,122.59987,3.3409899999999979,0.27798999999999552,3.3939899999999952,3.370989999999999,2.1439899999999952,-0.13901000000000607,-3.9010000000004652E-2,2.7989999999995518E-2,1.0992999999999142E-2,1.3109899999999968,2.3279899999999998,0.66099299999999772,2.9609899999999953,-0.58900700000000228,0.31098999999999677,0.72798999999999836,2.0409899999999936,1.0779899999999998,1.5109929999999991,0.8598700000000008,4.5998699999999957,2.1998729999999966,-0.10012700000000052,-1.6501300000000043,3.7668699999999973,-1.7130000000008749E-2,-0.35012700000000052,0.19986999999999,1.4328699999999941,-0.75012700000000621,-0.40013000000000432,-0.76713000000000875,-1.2831299999999999,-0.16713000000000022,4.7828700000000026,3.5798699999999997,-0.68313000000000557,-0.47012999999999749,3.4498681999461929,4.608262411907547,4.0445777698332064,3.3724766857947284,2.705480019700754,3.7694340924069731,4.260536351212911E-2,0.35124401237458852,0.2001720833407995,1.9421151399955603,2.4458593492327005,0.7726679512889093,3.0587497800572025,1.411861127359558,0.35305412757819171,4.8379556505821775,4.1208141667636466,1.2762166888894719,1.5824418039691048,"Portland (PDX)"]
[null,null,null,null,null,null,null,null,null,null,97830,"Fossil","Wheeler","5B",null,97463,"Oakridge","OR",43.747180999999998,122.44717,1.5271809999999988,-1.5358190000000036,1.5801809999999961,1.5571809999999999,0.33018099999999606,-1.9528190000000052,-1.8528190000000038,-1.7858190000000036,-1.802816,-0.50281900000000235,0.51418100000000067,-1.1528160000000014,1.1471809999999962,-2.4028160000000014,-1.5028190000000023,-1.0858190000000008,0.22718099999999453,-0.73581899999999933,-0.30281599999999997,0.70717000000000496,4.4471699999999998,2.0471730000000008,-0.25282699999999636,-1.8028300000000002,3.6141700000000014,-0.16983000000000459,-0.50282699999999636,4.7169999999994161E-2,1.2801699999999983,-0.90282700000000204,-0.55283000000000015,-0.91983000000000459,-1.4358299999999957,-0.31982999999999606,4.6301700000000068,3.4271700000000038,-0.83583000000000141,-0.62282999999999333,1.6829650072598072,4.7048975557031003,2.5860953742447301,1.5775722356488142,1.832816276024686,4.1080076479555183,1.8605860570425157,1.8552586053405087,1.8034329870433221,1.3753771030742798,1.0389796401710691,1.2785170076131187,1.4704120088128361,2.7991306719687086,1.5364752440768463,4.7557835452910453,3.43469145858271,1.1135714569173374,0.69254222886116601,"Eugene"]
[null,null,null,null,null,null,null,null,null,null,97833,"Haines","Baker","5B",null,97840,"Oxbow","OR",44.973266000000002,116.8565,2.7532660000000035,-0.30973399999999884,2.8062660000000008,2.7832660000000047,1.5562660000000008,-0.72673400000000044,-0.62673399999999901,-0.55973399999999884,-0.57673099999999522,0.72326600000000241,1.7402660000000054,7.3269000000003359E-2,2.373266000000001,-1.1767309999999966,-0.27673399999999759,0.140266000000004,1.4532659999999993,0.49026600000000542,0.92326900000000478,-4.883499999999998,-1.1435000000000031,-3.5434970000000021,-5.8434969999999993,-7.3935000000000031,-1.9765000000000015,-5.7605000000000075,-6.0934969999999993,-5.5435000000000088,-4.3105000000000047,-6.493497000000005,-6.1435000000000031,-6.5105000000000075,-7.0264999999999986,-5.910499999999999,-0.96049999999999613,-2.1634999999999991,-6.4265000000000043,-6.2134999999999962,5.6061614244290183,1.1847056177616473,4.5201216633808672,6.4724822762032357,7.5555149468951512,2.1058714482978318,5.7944935720696149,6.1191509083993827,5.573420035881119,4.3707578240799432,6.7226504475366768,6.1439368971662658,6.9295744282572,7.1243524685658963,5.9169748991149174,0.97068779777845859,2.6062836217027483,6.4451736206836241,6.2817201383347978,"Baker"]
[null,null,null,null,null,null,null,null,null,null,97834,"Halfway","Baker","5B",null,97431,"Dexter","OR",43.892577000000003,122.81992,1.672577000000004,-1.3904229999999984,1.7255770000000012,1.7025770000000051,0.47557700000000125,-1.807423,-1.7074229999999986,-1.6404229999999984,-1.6574199999999948,-0.35742299999999716,0.65957700000000585,-1.0074199999999962,1.2925770000000014,-2.2574199999999962,-1.3574229999999972,-0.94042299999999557,0.37257699999999971,-0.59042299999999415,-0.15741999999999479,1.0799200000000013,4.8199199999999962,2.4199229999999972,0.119923,-1.4300800000000038,3.9869199999999978,0.20291999999999177,-0.130077,0.41991999999999052,1.6529199999999946,-0.53007700000000568,-0.18008000000000379,-0.54708000000000823,-1.0630799999999994,5.29200000000003E-2,5.0029200000000031,3.7999200000000002,-0.46308000000000504,-0.25007999999999697,1.9909146208034678,5.0164633882177352,2.9721445639231598,1.706795232843711,1.5070840352578259,4.3774774685118576,1.7194388117432362,1.6455721329853623,1.7097876659983178,1.6911226233863055,0.84618168548959616,1.0233884222522716,1.4035853473618953,2.4952122440385671,1.3584541682843012,5.090540633894304,3.8181416457917066,0.750361516423249,0.29550137529290255,"Eugene"]
[null,null,null,null,null,null,null,null,null,null,97835,"Helix","Umatilla","5B",null,97420,"Coos Bay","OR",43.357357,124.21086,{"$f":"$S451-VLOOKUP(U$18,$A$19:$F$37,5,FALSE)","v":1.1373570000000015},-1.9256430000000009,1.1903569999999988,1.1673570000000026,-5.9643000000001223E-2,-2.3426430000000025,-2.2426430000000011,-2.1756430000000009,-2.1926399999999973,-0.89264299999999963,0.12435700000000338,-1.5426399999999987,0.75735699999999895,-2.7926399999999987,-1.8926429999999996,-1.475642999999998,{"$f":"$S451-VLOOKUP(AK$18,$A$19:$F$37,5,FALSE)","v":-0.16264300000000276},-1.1256429999999966,-0.69263999999999726,{"$f":"$T451-VLOOKUP(AN$18,$A$19:$F$37,6,FALSE)","v":2.4708600000000018},6.2108599999999967,3.8108629999999977,1.5108630000000005,-3.9140000000003283E-2,5.3778599999999983,1.5938599999999923,1.2608630000000005,1.810859999999991,3.0438599999999951,0.86086299999999483,1.2108599999999967,0.84385999999999228,0.32786000000000115,1.4438600000000008,6.3938600000000037,{"$f":"$T451-VLOOKUP(BD$18,$A$19:$F$37,6,FALSE)","v":5.1908600000000007},0.92785999999999547,1.1408600000000035,2.7200606767219386,6.5025289621076636,3.9924461915244369,1.9093007542600531,7.1338818668382806E-2,5.8659487216518515,2.7513337356723886,2.5145969792827647,2.8437447334808299,3.1720490577935534,0.86979869407696397,1.961101759012007,1.133882412355437,2.8118197575947135,2.3805102866925405,6.5619332489022657,5.1934073867788388,1.4587653488649173,1.3346578996881575,"North Bend"]
[null,null,null,null,null,null,null,null,null,null,97836,"Heppner","Morrow","5B",null,97124,"Hillsboro","OR",45.545841000000003,122.94605,3.325841000000004,0.26284100000000166,3.3788410000000013,3.3558410000000052,2.1288410000000013,-0.15415899999999993,-5.4158999999998514E-2,1.2841000000001657E-2,-4.1559999999947195E-3,1.2958410000000029,2.3128410000000059,0.64584400000000386,2.9458410000000015,-0.60415599999999614,0.29584100000000291,0.7128410000000045,2.0258409999999998,1.0628410000000059,1.4958440000000053,1.2060500000000047,4.9460499999999996,2.5460530000000006,0.24605300000000341,-1.3039500000000004,4.1130500000000012,0.32904999999999518,-3.9469999999965921E-3,0.54604999999999393,1.779049999999998,-0.40394700000000228,-5.3950000000000387E-2,-0.42095000000000482,-0.93694999999999595,0.17905000000000371,5.1290500000000065,3.9260500000000036,-0.33695000000000164,-0.12394999999999357,3.5377641187310718,4.9530289716274618,4.2307153511067144,3.364849312538384,2.4964473969585272,4.1159379611190703,0.33347728525492804,1.3433915661489604E-2,0.54606581548014277,2.2009595179786929,2.3478515008598881,0.64809341520802766,2.9757651284637725,1.1148451797608436,0.34580456876826116,5.1783487902787195,4.4179067848678093,1.1149736740304741,1.5009706442285986,"Portland (Hillsboro)"]
[null,null,null,null,null,null,null,null,null,null,97837,"Hereford","Baker","5B",null,97453,"Mapleton","OR",44.018991999999997,123.87221,1.7989919999999984,-1.264008000000004,1.8519919999999956,1.8289919999999995,0.60199199999999564,-1.6810080000000056,-1.5810080000000042,-1.514008000000004,-1.5310050000000004,-0.23100800000000277,0.78599200000000025,-0.88100500000000181,1.4189919999999958,-2.1310050000000018,-1.2310080000000028,-0.81400800000000118,0.49899199999999411,-0.46400799999999975,-3.1005000000000393E-2,2.1322100000000006,5.8722099999999955,3.4722129999999964,1.1722129999999993,-0.37779000000000451,5.0392099999999971,1.2552099999999911,0.92221299999999928,1.4722099999999898,2.7052099999999939,0.5222129999999936,0.87220999999999549,0.50520999999999106,-1.0790000000000077E-2,1.1052099999999996,6.0552100000000024,4.8522099999999995,0.58920999999999424,0.80221000000000231,2.7897476051005037,6.0067101235338427,3.935243002081696,2.172393853202728,0.71071770216028685,5.3121959037825395,2.0186972135919716,1.7727653655893132,2.1240006106696323,2.7150554027798344,0.94365769293372148,1.2397258140915657,1.5062454780559438,2.1310323165369893,1.6543487661808214,6.1096789742312998,4.8778002111775747,0.74998123187450028,0.80280893998821645,"North Bend"]
[null,null,null,null,null,null,null,null,null,null,97838,"Hermiston","Umatilla","5B",null,97761,"Warm Springs","OR",44.814466000000003,121.32302,2.5944660000000042,-0.46853399999999823,2.6474660000000014,2.6244660000000053,1.3974660000000014,-0.88553399999999982,-0.7855339999999984,-0.71853399999999823,-0.73553099999999461,0.56446600000000302,1.581466000000006,-8.5530999999996027E-2,2.2144660000000016,-1.335530999999996,-0.43553399999999698,-1.8533999999995387E-2,1.2944659999999999,0.33146600000000603,0.76446900000000539,-0.41697999999999524,3.3230199999999996,0.92302300000000059,-1.3769769999999966,-2.9269800000000004,2.4900200000000012,-1.2939800000000048,-1.6269769999999966,-1.076980000000006,0.15601999999999805,-2.0269770000000022,-1.6769800000000004,-2.0439800000000048,-2.5599799999999959,-1.4439799999999963,3.5060200000000066,2.3030200000000036,-1.9599800000000016,-1.7469799999999935,2.6277606712857273,3.3558882623764448,2.8037559950332711,2.9637623797607353,3.2434739310739045,2.6427958804183129,1.5137529209075073,1.7785795646203142,1.3041824152935835,0.58563137343896021,2.5709279390299971,1.6791597518881283,3.013588211012916,2.8874107176432258,1.5082334386811567,3.5060689881341536,2.6418825381829558,1.9878106825238691,1.9069221201614359,"Redmond"]
[null,null,null,null,null,null,null,null,null,null,97839,"Lexington Mini Market","Morrow","5B",null,97909,"Jamieson","OR",44.207973000000003,117.45677000000001,1.9879730000000038,-1.0750269999999986,2.040973000000001,2.0179730000000049,0.79097300000000104,-1.4920270000000002,-1.3920269999999988,-1.3250269999999986,-1.342023999999995,-4.2026999999997372E-2,0.97497300000000564,-0.69202399999999642,1.6079730000000012,-1.9420239999999964,-1.0420269999999974,-0.62502699999999578,0.6879729999999995,-0.27502699999999436,0.157976000000005,-4.283229999999989,-0.54322999999999411,-2.9432269999999932,-5.2432269999999903,-6.7932299999999941,-1.3762299999999925,-5.1602299999999985,-5.4932269999999903,-4.9432299999999998,-3.7102299999999957,-5.893226999999996,-5.5432299999999941,-5.9102299999999985,-6.4262299999999897,-5.31022999999999,-0.36022999999998717,-1.5632299999999901,-5.8262299999999954,-5.6132299999999873,4.7220859672001865,1.2044840736302787,3.5816415175528058,5.6181531131020197,6.8391236368140707,2.029816144784788,5.3446901520695267,5.6507733474505848,5.1221627511702499,3.7104680192165742,5.9733321374470689,5.5862595759126634,6.1250629238913934,6.7132621898355689,5.4115028339296734,0.72140446604452457,1.7079212164584667,5.8327177082067792,5.6154525596318461,"Baker"]
[null,null,null,null,null,null,null,null,null,null,97840,"Oxbow","Baker","5B",null,97603,"Klamath Falls","OR",42.169322999999999,121.70298,-5.0677000000000305E-2,-3.1136770000000027,2.3229999999969664E-3,-2.0676999999999168E-2,-1.247677000000003,-3.5306770000000043,-3.4306770000000029,-3.3636770000000027,-3.3806739999999991,-2.0806770000000014,-1.0636769999999984,-2.7306740000000005,-0.43067700000000286,-3.9806740000000005,-3.0806770000000014,-2.6636769999999999,-1.3506770000000046,-2.3136769999999984,-1.8806739999999991,-3.7019999999998277E-2,3.7029799999999966,1.3029829999999976,-0.9970169999999996,-2.5470200000000034,2.8699799999999982,-0.91402000000000783,-1.2470169999999996,-0.69702000000000908,0.53597999999999502,-1.6470170000000053,-1.2970200000000034,-1.6640200000000078,-2.180019999999999,-1.0640199999999993,3.8859800000000035,2.6829800000000006,-1.5800200000000046,-1.3670199999999966,6.275857494398597E-2,4.8380828166463825,1.3029850707579091,0.99723138569641856,2.8361961809312533,4.549996184474117,3.5503488897190141,3.5873910239361999,3.4517812176724072,2.1486021825198356,1.9606309593133568,3.0230516658959061,1.7188499756316806,4.5385297944021472,3.2592498122618654,4.7112647686931188,3.0037826217502852,2.8017074188303472,2.3250114783966094,"Klamath Falls"]
[null,null,null,null,null,null,null,null,null,null,97841,"Imbler","Union","5B",null,97242,"Portland","OR",45.580556999999999,122.374776,3.360557,0.29755699999999763,3.4135569999999973,3.3905570000000012,2.1635569999999973,-0.11944300000000396,-1.9443000000002542E-2,4.7556999999997629E-2,3.0560000000001253E-2,1.3305569999999989,2.3475570000000019,0.68055999999999983,2.9805569999999975,-0.56944000000000017,0.33055699999999888,0.74755700000000047,2.0605569999999958,1.0975570000000019,1.5305600000000013,0.63477600000000223,4.3747759999999971,1.9747789999999981,-0.32522099999999909,-1.8752240000000029,3.5417759999999987,-0.24222400000000732,-0.57522099999999909,-2.5224000000008573E-2,1.2077759999999955,-0.97522100000000478,-0.62522400000000289,-0.99222400000000732,-1.5082239999999985,-0.3922239999999988,4.557776000000004,3.3547760000000011,-0.90822400000000414,-0.69522399999999607,3.4199830292597948,4.3848837177769004,3.9436180711486215,3.4061188277994661,2.8631178708577472,3.5437894780058521,0.24300307904428628,0.57718356446627861,3.9625292125112579E-2,1.7969710060056578,2.5420621288808065,0.92415743451860166,3.1413736639287277,1.6121419130386738,0.5129401489696418,4.6186755173344922,3.9370569160763971,1.4246059814647036,1.6810563118991577,"Portland (Troutdale)"]
[null,null,null,null,null,null,null,null,null,null,97842,"Imnaha","Wallowa","5B",null,97451,"Lorane","OR",43.801349999999999,123.24938,1.5813500000000005,-1.4816500000000019,1.6343499999999977,1.6113500000000016,0.38434999999999775,-1.8986500000000035,-1.7986500000000021,-1.7316500000000019,-1.7486469999999983,-0.44865000000000066,0.56835000000000235,-1.0986469999999997,1.2013499999999979,-2.3486469999999997,-1.4486500000000007,-1.0316499999999991,0.28134999999999621,-0.68164999999999765,-0.24864699999999829,1.5093800000000073,5.2493800000000022,2.8493830000000031,0.54938300000000595,-1.0006199999999978,4.4163800000000037,0.63237999999999772,0.29938300000000595,0.84937999999999647,2.0823800000000006,-0.10061699999999973,0.24938000000000216,-0.11762000000000228,-0.63361999999999341,0.48238000000000625,5.4323800000000091,4.2293800000000061,-3.3619999999999095E-2,0.17938000000000898,2.1860685732382743,5.4544731282590462,3.2848262363767446,1.7024307631116784,1.0718979927679657,4.8072116790193506,1.9065797352589282,1.7573394388077137,1.9440197311264584,2.130162737186998,0.57718758059144226,1.1265946986423292,1.207094149973396,2.4326152665411334,1.5268520841587792,5.5294714202082735,4.2387277580543019,0.68247859079973838,0.30659829583512427,"Eugene"]
[null,null,null,null,null,null,null,null,null,null,97843,"Ione","Morrow","5B",null,97587,"Lostine","OR",45.487783999999998,117.43008500000001,3.2677839999999989,0.20478399999999652,3.3207839999999962,3.297784,2.0707839999999962,-0.21221600000000507,-0.11221600000000365,-4.5216000000003476E-2,-6.2212999999999852E-2,1.2377839999999978,2.2547840000000008,0.58778699999999873,2.8877839999999964,-0.66221300000000127,0.23778399999999777,0.65478399999999937,1.9677839999999946,1.0047840000000008,1.4377870000000001,-4.3099149999999895,-0.56991499999999462,-2.9699119999999937,-5.2699119999999908,-6.8199149999999946,-1.402914999999993,-5.1869149999999991,-5.5199119999999908,-4.9699150000000003,-3.7369149999999962,-5.9199119999999965,-5.5699149999999946,-5.9369149999999991,-6.4529149999999902,-5.3369149999999905,-0.38691499999998769,-1.5899149999999906,-5.8529149999999959,-5.6399149999999878,5.4086763240076499,0.6055902854909353,4.455107592685045,6.2166994296330511,7.1273688680943765,1.4188749514601287,5.1881287231410314,5.5200971888545496,4.9703043734356962,3.9365775678730079,6.3347777367797171,5.6008433886865596,6.6019888024655851,6.4868049188020036,5.3422095567172292,0.7605559176556248,2.5298228352754171,5.9385355841218086,5.8202983312364553,"La Grande"]
[null,null,null,null,null,null,null,null,null,null,97844,"Irrigon","Morrow","5B",null,97886,"Weston","OR",45.800879000000002,118.28859,3.580879000000003,0.51787900000000064,3.6338790000000003,3.6108790000000042,2.3838790000000003,0.10087899999999905,0.20087900000000047,0.26787900000000064,0.25088200000000427,1.5508790000000019,2.5678790000000049,0.90088200000000285,3.2008790000000005,-0.34911799999999715,0.55087900000000189,0.96787900000000349,2.2808789999999988,1.3178790000000049,1.7508820000000043,-3.4514099999999956,0.28858999999999924,-2.1114069999999998,-4.411406999999997,-5.9614100000000008,-0.54440999999999917,-4.3284100000000052,-4.661406999999997,-4.1114100000000064,-2.8784100000000024,-5.0614070000000027,-4.7114100000000008,-5.0784100000000052,-5.5944099999999963,-4.4784099999999967,0.47159000000000617,-0.73140999999999678,-4.994410000000002,-4.7814099999999939,4.9734219005369926,0.5928598879507706,4.2027510164521997,5.700785811823665,6.4203806954682223,0.55367754220394283,4.3330688317566626,4.6690978120285695,4.1190574123243362,3.2696283887838109,5.6755478482953565,4.7967668867711311,6.0029887973193032,5.6052927333034051,4.5121639820313462,1.0766554169004179,2.3952806935181918,5.1653592621173052,5.0919023327263417,"Pendleton"]
[null,null,null,null,null,null,null,null,null,null,97845,"John Day","Grant","5B",null,97873,"Seneca","OR",44.138142000000002,118.97669999999999,1.9181420000000031,-1.1448579999999993,1.9711420000000004,1.9481420000000043,0.72114200000000039,-1.5618580000000009,-1.4618579999999994,-1.3948579999999993,-1.4118549999999956,-0.11185799999999801,0.905142000000005,-0.76185499999999706,1.5381420000000006,-2.0118549999999971,-1.111857999999998,-0.69485799999999642,0.61814199999999886,-0.344857999999995,8.8145000000004359E-2,-2.763300000000001,0.97669999999999391,-1.4232970000000051,-3.7232970000000023,-5.2733000000000061,0.1436999999999955,-3.6403000000000105,-3.9732970000000023,-3.4233000000000118,-2.1903000000000077,-4.373297000000008,-4.0233000000000061,-4.3903000000000105,-4.9063000000000017,-3.790300000000002,1.1597000000000008,-4.3300000000002115E-2,-4.3063000000000073,-4.0932999999999993,3.3637918517892897,1.5048729946955612,2.4312908370602262,4.2021658466049425,5.3223809215579516,1.5684546860410093,3.9228577468682286,4.2110233780368658,3.703014640941225,2.1931544182213969,4.4659835076243937,4.0947974224648824,4.6519474311479589,5.3027672239147936,3.9500129496197869,1.3519362892399911,0.6196566970218258,4.3200864262377969,4.0942489459026543,"Burns"]
[null,null,null,null,null,null,null,null,null,null,97846,"Joseph","Wallowa","5B",null,97333,"Corvallis","OR",44.527889999999999,123.2791,2.3078900000000004,-0.75511000000000195,2.3608899999999977,2.3378900000000016,1.1108899999999977,-1.1721100000000035,-1.0721100000000021,-1.0051100000000019,-1.0221069999999983,0.2778899999999993,1.2948900000000023,-0.37210699999999974,1.9278899999999979,-1.6221069999999997,-0.7221100000000007,-0.3051099999999991,1.0078899999999962,4.4890000000002317E-2,0.47789300000000168,1.5391000000000048,5.2790999999999997,2.8791030000000006,0.57910300000000348,-0.97090000000000032,4.4461000000000013,0.66209999999999525,0.32910300000000348,0.879099999999994,2.1120999999999981,-7.0897000000002208E-2,0.27909999999999968,-8.7900000000004752E-2,-0.60389999999999588,0.51210000000000377,5.4621000000000066,4.2591000000000037,-3.9000000000015689E-3,0.2091000000000065,2.774019657843112,5.3328311357195624,3.7233097744760633,2.4085451909210698,1.4753722927112314,4.598004682696617,1.2600778793788892,1.057617556921691,1.3481541193235238,2.130302622187747,1.2968294015440143,0.46514560026834567,1.9298928110389948,1.7308744406943544,0.88526225611397491,5.4706150040100674,4.3767310931904442,4.5059095641171276E-2,0.52163639582472032,"Corvallis"]
[null,null,null,null,null,null,null,null,null,null,97848,"Kimberly","Grant","5B",null,97465,"Port Orford","OR",42.746529000000002,124.47596,0.52652900000000358,-2.5364709999999988,0.57952900000000085,0.55652900000000471,-0.67047099999999915,-2.9534710000000004,-2.853470999999999,-2.7864709999999988,-2.8034679999999952,-1.5034709999999976,-0.48647099999999455,-2.1534679999999966,0.14652900000000102,-3.4034679999999966,-2.5034709999999976,-2.086470999999996,-0.77347100000000069,-1.7364709999999945,-1.3034679999999952,2.7359600000000057,6.4759600000000006,4.0759630000000016,1.7759630000000044,0.2259600000000006,5.6429600000000022,1.8589599999999962,1.5259630000000044,2.0759599999999949,3.308959999999999,1.1259629999999987,1.4759600000000006,1.1089599999999962,0.59296000000000504,1.7089600000000047,6.6589600000000075,5.4559600000000046,1.1929599999999994,1.4059600000000074,2.7861640133777184,6.9549797307713987,4.1169561862145212,1.861120389767954,0.7075233448028404,6.3691434674876835,3.4055879124522654,3.1769456575789907,3.4884155068775784,3.6345070270176927,1.2265588902331563,2.6107244873069213,1.1185986900765581,3.4547352993570986,3.0311567642471089,6.9781881255409761,5.5105133072556001,2.1067712489591695,1.9172251689939834,"North Bend"]
[null,null,null,null,null,null,null,null,null,null,97850,"La Grande","Union","5B",null,97251,"Portland","OR",45.580556999999999,122.374776,3.360557,0.29755699999999763,3.4135569999999973,3.3905570000000012,2.1635569999999973,-0.11944300000000396,-1.9443000000002542E-2,4.7556999999997629E-2,3.0560000000001253E-2,1.3305569999999989,2.3475570000000019,0.68055999999999983,2.9805569999999975,-0.56944000000000017,0.33055699999999888,0.74755700000000047,2.0605569999999958,1.0975570000000019,1.5305600000000013,0.63477600000000223,4.3747759999999971,1.9747789999999981,-0.32522099999999909,-1.8752240000000029,3.5417759999999987,-0.24222400000000732,-0.57522099999999909,-2.5224000000008573E-2,1.2077759999999955,-0.97522100000000478,-0.62522400000000289,-0.99222400000000732,-1.5082239999999985,-0.3922239999999988,4.557776000000004,3.3547760000000011,-0.90822400000000414,-0.69522399999999607,3.4199830292597948,4.3848837177769004,3.9436180711486215,3.4061188277994661,2.8631178708577472,3.5437894780058521,0.24300307904428628,0.57718356446627861,3.9625292125112579E-2,1.7969710060056578,2.5420621288808065,0.92415743451860166,3.1413736639287277,1.6121419130386738,0.5129401489696418,4.6186755173344922,3.9370569160763971,1.4246059814647036,1.6810563118991577,"Portland (Troutdale)"]
[null,null,null,null,null,null,null,null,null,null,97856,"Long Creek","Grant","5B",null,97472,"Saginaw","OR",43.863844999999998,122.99879,1.6438449999999989,-1.4191550000000035,1.6968449999999962,1.673845,0.44684499999999616,-1.8361550000000051,-1.7361550000000037,-1.6691550000000035,-1.6861519999999999,-0.38615500000000225,0.63084500000000077,-1.0361520000000013,1.2638449999999963,-2.2861520000000013,-1.3861550000000022,-0.96915500000000065,0.34384499999999463,-0.61915499999999923,-0.18615199999999987,1.2587900000000047,4.9987899999999996,2.5987930000000006,0.29879300000000342,-1.2512100000000004,4.1657900000000012,0.38178999999999519,4.8793000000003417E-2,0.59878999999999394,1.831789999999998,-0.35120700000000227,-1.2100000000003774E-3,-0.36821000000000481,-0.88420999999999594,0.23179000000000372,5.1817900000000066,3.9787900000000036,-0.28421000000000163,-7.1209999999993556E-2,2.0704537300130634,5.1963354759027061,3.103708750974226,1.7003041906888314,1.3286071346056356,4.5525016757959609,1.7776382613245612,1.6698680100157655,1.789317755795206,1.8720497557824136,0.72201923165107074,1.0361527065080718,1.3163900592624491,2.4511871187659255,1.4054011128944675,5.2716419660410425,3.9936198176748152,0.68126957815904265,0.19930737869933224,"Eugene"]
[null,null,null,null,null,null,null,null,null,null,97857,"Lostine","Wallowa","5B",null,97630,"Lakeview","OR",42.199446000000002,120.42458999999999,-2.0553999999997075E-2,-3.0835539999999995,3.2446000000000197E-2,9.4460000000040623E-3,-1.2175539999999998,-3.5005540000000011,-3.4005539999999996,-3.3335539999999995,-3.3505509999999958,-2.0505539999999982,-1.0335539999999952,-2.7005509999999973,-0.40055399999999963,-3.9505509999999973,-3.0505539999999982,-2.6335539999999966,-1.3205540000000013,-2.2835539999999952,-1.8505509999999958,-1.31541,2.4245899999999949,2.4592999999995868E-2,-2.2754070000000013,-3.8254100000000051,1.5915899999999965,-2.1924100000000095,-2.5254070000000013,-1.9754100000000108,-0.74241000000000668,-2.925407000000007,-2.5754100000000051,-2.9424100000000095,-3.4584100000000007,-2.342410000000001,2.6075900000000019,1.4045899999999989,-2.8584100000000063,-2.6454099999999983,1.3155705739396879,3.9226192702091254,4.0713125217794438E-2,2.2754266067190581,4.0144986500204523,3.8453916621088151,4.0460386942064748,4.1821361511271968,3.8895291066787268,2.1808127647773898,3.1026182469915682,3.7317170808759084,2.9695488066398328,5.2504716865916903,3.8461362839889066,3.7060939382341611,{"$f":"SQRT(AK466^2+BD466^2)","v":1.9278837970728424},3.6585689277388251,3.2284257884766339,"Lakeview"]
[null,null,null,null,null,null,null,null,null,null,97859,"Or Trail Deli & Store","Umatilla","5B",null,97148,"Yamhill","OR",45.352398999999998,123.22502,{"$f":"$S467-VLOOKUP(U$18,$A$19:$F$37,5,FALSE)","v":3.1323989999999995},6.9398999999997102E-2,3.1853989999999968,3.1623990000000006,1.9353989999999968,-0.34760100000000449,-0.24760100000000307,-0.1806010000000029,-0.19759799999999927,1.1023989999999984,2.1193990000000014,0.4524019999999993,2.7523989999999969,-0.7975980000000007,0.10239899999999835,0.51939899999999994,{"$f":"$S467-VLOOKUP(AK$18,$A$19:$F$37,5,FALSE)","v":1.8323989999999952},0.86939900000000137,1.3024020000000007,{"$f":"$T467-VLOOKUP(AN$18,$A$19:$F$37,6,FALSE)","v":1.4850200000000058},5.2250200000000007,2.8250230000000016,0.52502300000000446,-1.0249799999999993,4.3920200000000023,0.60801999999999623,0.27502300000000446,0.82501999999999498,2.0580199999999991,-0.12497700000000123,0.22502000000000066,-0.14198000000000377,-0.6579799999999949,0.45802000000000476,5.4080200000000076,{"$f":"$T467-VLOOKUP(BD$18,$A$19:$F$37,6,FALSE)","v":4.2050200000000046},-5.7980000000000587E-2,0.15502000000000749,3.4665844711475033,5.2254808603229046,4.2576427444925429,3.20568504156756,2.1900578279125384,4.4057537534003215,0.65650177120933728,0.32902032115053848,0.8483530927650299,2.3346798229309713,2.1230806324136644,0.5052737574859788,2.7560585218026459,1.0339730412365664,0.46932704546084281,5.4329048990021054,4.5869248190482717,0.87133019091559227,1.3115952767542296,"Portland (Hillsboro)"]
[null,null,null,null,null,null,null,null,null,null,97861,"Mikkalo","Gilliam",{"$f":"IFERROR(VLOOKUP(M468,$H$19:$I$36,2,FALSE),\"4C\")","v":"5B"},null,97499,"Yoncalla","OR",43.593788000000004,123.26602,1.3737880000000047,-1.6892119999999977,1.4267880000000019,1.4037880000000058,0.17678800000000194,-2.1062119999999993,-2.0062119999999979,-1.9392119999999977,-1.9562089999999941,-0.65621199999999646,0.36078800000000655,-1.3062089999999955,0.99378800000000211,-2.5562089999999955,-1.6562119999999965,-1.2392119999999949,7.3788000000000409E-2,-0.88921199999999345,-0.45620899999999409,1.5260200000000026,5.2660199999999975,2.8660229999999984,0.56602300000000128,-0.98398000000000252,4.4330199999999991,0.64901999999999305,0.31602300000000128,0.8660199999999918,2.0990199999999959,-8.3977000000004409E-2,0.26601999999999748,-0.10098000000000695,-0.61697999999999809,0.49902000000000157,5.4490200000000044,4.2460200000000015,-1.698000000000377E-2,0.1960200000000043,2.0532974722002706,5.5303167921326137,3.2015327319071716,1.5136058884244001,0.99973528363462583,4.9079318770072584,2.1085809326046707,1.9647935559424536,2.1393326744760768,2.1992042081953138,0.37043233858966129,1.3330223524311162,0.99890517535149737,2.6296138066417614,1.7297569625077363,5.5881540191143655,4.2466611013058264,0.88937410651760518,0.49653851016914718,{"$f":"INDEX($BG$18:$BY$18,MATCH(MIN(BG468:BY468),BG468:BY468,0))","v":"Roseburg"}]
[null,null,null,null,null,null,null,null,null,null,97862,"Milton Freewater","Umatilla","5B",null,97388,"Gleneden Beach","OR",44.884999999999998,123.994219,2.6649999999999991,-0.39800000000000324,2.7179999999999964,2.6950000000000003,1.4679999999999964,-0.81500000000000483,-0.71500000000000341,-0.64800000000000324,-0.66499699999999962,0.63499999999999801,1.652000000000001,-1.4997000000001037E-2,2.2849999999999966,-1.264997000000001,-0.36500000000000199,5.1999999999999602E-2,1.3649999999999949,0.40200000000000102,0.83500300000000038,2.2542190000000062,5.9942190000000011,3.594222000000002,1.2942220000000049,-0.25578099999999893,5.1612190000000027,1.3772189999999966,1.0442220000000049,1.5942189999999954,2.8272189999999995,0.64422199999999918,0.99421900000000107,0.62721899999999664,0.11121900000000551,1.2272190000000052,6.177219000000008,4.9742190000000051,0.71121899999999982,0.9242190000000079,3.4905197750422534,6.0074175333466719,4.5062130204068245,2.9896547602163053,1.4901167470909751,5.2251704819997054,1.5517593801749663,1.2289440936364902,1.7273549808797219,2.8976528905238106,1.7731683465717525,0.9943321024537034,2.3695207688393407,1.2698767955868804,1.2803481846595535,6.1774378648401713,5.1581081473696377,0.81696784879271755,1.2455564097904259,"Corvallis"]
[null,null,null,null,null,null,null,null,null,null,97864,"Monument","Grant","5B",null,97104,"Hillsboro","OR",45.546914000000001,122.928208,3.3269140000000021,0.26391399999999976,3.3799139999999994,3.3569140000000033,2.1299139999999994,-0.15308600000000183,-5.3086000000000411E-2,1.391399999999976E-2,-3.0829999999966162E-3,1.296914000000001,2.313914000000004,0.64691700000000196,2.9469139999999996,-0.60308299999999804,0.29691400000000101,0.7139140000000026,2.0269139999999979,1.063914000000004,1.4969170000000034,1.188208000000003,4.9282079999999979,2.5282109999999989,0.22821100000000172,-1.3217920000000021,4.0952079999999995,0.31120799999999349,-2.1788999999998282E-2,0.52820799999999224,1.7612079999999963,-0.42178900000000397,-7.1792000000002076E-2,-0.43879200000000651,-0.95479199999999764,0.16120800000000202,5.1112080000000049,3.9082080000000019,-0.35479200000000333,-0.14179199999999526,3.5327319477509218,4.9352694648478899,4.2208612282230966,3.3646622213703745,2.5067245039413493,4.0980683116146315,0.31570325094936225,2.5852657832414805E-2,0.52821699722083137,2.1871990176159071,2.3520425081016332,0.65088838993563469,2.9794027157569691,1.1293081369373876,0.33785491362417869,5.1608255559222354,4.4025526839164577,1.1215125334386642,1.5036174633705903,"Portland (Hillsboro)"]
[null,null,null,null,null,null,null,null,null,null,97865,"Mount Vernon","Grant","5B",null,97070,"Wilsonville","OR",45.308104999999998,122.77266,3.0881049999999988,2.510499999999638E-2,3.141104999999996,3.1181049999999999,1.891104999999996,-0.39189500000000521,-0.29189500000000379,-0.22489500000000362,-0.241892,1.0581049999999976,2.0751050000000006,0.40810799999999858,2.7081049999999962,-0.84189200000000142,5.8104999999997631E-2,0.47510499999999922,1.7881049999999945,0.82510500000000064,1.258108,1.032660000000007,4.7726600000000019,2.3726630000000029,7.2663000000005695E-2,-1.4773399999999981,3.9396600000000035,0.15565999999999747,-0.1773369999999943,0.37265999999999622,1.6056600000000003,-0.57733699999999999,-0.2273399999999981,-0.59434000000000253,-1.1103399999999937,5.6600000000059936E-3,4.9556600000000088,3.7526600000000059,-0.51033999999999935,-0.29733999999999128,3.2561908983695975,4.7727260278194281,3.9365048371104523,3.1189515389941538,2.3997524031918331,3.9591037630535819,0.33080617682413582,0.28640211695097439,0.44428281000281478,1.9229483161606284,2.153921719235405,0.46715694928364065,2.7725570736460923,1.3934263723871414,5.838001905617874E-2,4.9783823473719941,4.1568950632202668,0.97017790977995388,1.2927671156337459,"Aurora"]
[null,null,null,null,null,null,null,null,null,null,97867,"North Powder","Union","5B",null,97110,"Cannon Beach","OR",45.894286999999998,123.961,3.6742869999999996,0.61128699999999725,3.7272869999999969,3.7042870000000008,2.4772869999999969,0.19428699999999566,0.29428699999999708,0.36128699999999725,0.34429000000000087,1.6442869999999985,2.6612870000000015,0.99428999999999945,3.2942869999999971,-0.25571000000000055,0.6442869999999985,1.0612870000000001,2.3742869999999954,1.4112870000000015,1.8442900000000009,2.2210000000000036,5.9609999999999985,3.5610029999999995,1.2610030000000023,-0.28900000000000148,5.1280000000000001,1.3439999999999941,1.0110030000000023,1.5609999999999928,2.7939999999999969,0.61100299999999663,0.96099999999999852,0.59399999999999409,7.8000000000002956E-2,1.1940000000000026,6.1440000000000055,4.9410000000000025,0.67799999999999727,0.89100000000000534,4.2933932918344455,5.9922610754513173,5.1549404212248637,3.9130385564645298,2.4940873842688402,5.1316792025972351,1.3758418653206417,1.0736178847141113,1.5985170015048256,3.2419308657602457,2.7305261695098264,1.382799191531437,3.3474113637808207,0.26734173654706578,1.3567393774668015,6.234987257113608,5.4818536790367736,1.5656995230148729,2.0482398795307186,"Astoria"]
[null,null,null,null,null,null,null,null,null,null,97868,"Pilot Rock","Umatilla","5B",null,97567,"Lincoln City","OR",44.996054000000001,123.997304,2.776054000000002,-0.28694600000000037,2.8290539999999993,2.8060540000000032,1.5790539999999993,-0.70394600000000196,-0.60394600000000054,-0.53694600000000037,-0.55394299999999674,0.74605400000000088,1.7630540000000039,9.6057000000001835E-2,2.3960539999999995,-1.1539429999999982,-0.25394599999999912,0.16305400000000247,1.4760539999999978,0.5130540000000039,0.94605700000000326,2.2573040000000049,5.9973039999999997,3.5973070000000007,1.2973070000000035,-0.25269600000000025,5.1643040000000013,1.3803039999999953,1.0473070000000035,1.5973039999999941,2.8303039999999982,0.64730699999999786,0.99730399999999975,0.63030399999999531,0.11430400000000418,1.2303040000000038,6.1803040000000067,4.9773040000000037,0.7143039999999985,0.92730400000000657,3.5779738902529785,6.0041646609109574,4.5764794533751596,3.0914308181107706,1.5991456479420498,5.2120606074116234,1.5066485666312459,1.176929462272488,1.6906309223674389,2.9269809195367147,1.8781282595086553,1.0019192660414309,2.4775709683744664,1.159590380981576,1.2562390311290319,6.1824545400133823,5.1915595459680546,0.87946268330839472,1.3247326355400997,"Corvallis"]
[null,null,null,null,null,null,null,null,null,null,97869,"Prairie City","Grant","5B",null,97350,"Idanha","OR",44.696506999999997,122.07246000000001,2.476506999999998,-0.58649300000000437,2.5295069999999953,2.5065069999999992,1.2795069999999953,-1.003493000000006,-0.90349300000000454,-0.83649300000000437,-0.85349000000000075,0.44650699999999688,1.4635069999999999,-0.20349000000000217,2.0965069999999955,-1.4534900000000022,-0.55349300000000312,-0.13649300000000153,1.1765069999999938,0.21350699999999989,0.64650999999999925,0.33246000000001175,4.0724600000000066,1.6724630000000076,-0.62753699999998958,-2.1775399999999934,3.2394600000000082,-0.5445399999999978,-0.87753699999998958,-0.32753999999999905,0.90546000000000504,-1.2775369999999953,-0.92753999999999337,-1.2945399999999978,-1.8105399999999889,-0.69453999999998928,4.2554600000000136,3.0524600000000106,-1.2105399999999946,-0.99753999999998655,2.4987229883780628,4.1144749957496476,3.032414574133623,2.5838691970411318,2.5256323197664696,3.3913270695480056,1.0549044566447738,1.2123496712656745,0.91418139977796564,1.0095673888597068,1.9426666017147636,0.94959919529240788,2.4639755300426534,2.3217855783211263,0.88811052952264258,4.2576484296673813,3.2713423502667909,1.2292242800437141,1.1887225209021541,"Aurora"]
[null,null,null,null,null,null,null,null,null,null,97870,"Richland","Baker","5B",null,97231,"Portland","OR",45.651279000000002,122.82465000000001,3.4312790000000035,0.36827900000000113,3.4842790000000008,3.4612790000000047,2.2342790000000008,-4.8721000000000458E-2,5.1279000000000963E-2,0.11827900000000113,0.10128200000000476,1.4012790000000024,2.4182790000000054,0.75128200000000334,3.051279000000001,-0.49871799999999666,0.40127900000000238,0.81827900000000398,2.1312789999999993,1.1682790000000054,1.6012820000000048,1.0846500000000106,4.8246500000000054,2.4246530000000064,0.12465300000000923,-1.4253499999999946,3.991650000000007,0.207650000000001,-0.12534699999999077,0.42464999999999975,1.6576500000000038,-0.52534699999999646,-0.17534999999999457,-0.542349999999999,-1.0583499999999901,5.7650000000009527E-2,5.0076500000000124,3.8046500000000094,-0.45834999999999582,-0.24534999999998774,3.5986304614868483,4.8386854665643488,4.2448960317362356,3.4635228721996389,2.6502123070314552,3.9919473265990191,0.21388795744735259,0.1723420791623391,0.43656118245212866,{"$f":"SQRT(AD475^2+AW475^2)","v":2.1705728180231643},2.4746843823506106,0.77147408642416704,3.0991042348299622,1.1699676773415477,0.40539901127284833,5.0740653370193343,4.36093015288494,1.2549743201918551,1.6199693410753209,"Portland (Hillsboro)"]
[null,null,null,null,null,null,null,null,null,null,97873,"Seneca","Grant","5B",null,97430,"Deadwood","OR",44.164324999999998,123.70193,1.9443249999999992,-1.1186750000000032,1.9973249999999965,1.9743250000000003,0.74732499999999646,-1.5356750000000048,-1.4356750000000034,-1.3686750000000032,-1.3856719999999996,-8.5675000000001944E-2,0.93132500000000107,-0.73567200000000099,1.5643249999999966,-1.985672000000001,-1.0856750000000019,-0.66867500000000035,0.64432499999999493,-0.31867499999999893,0.11432800000000043,1.9619300000000095,5.7019300000000044,3.3019330000000053,1.0019330000000082,-0.54806999999999562,4.868930000000006,1.0849299999999999,0.75193300000000818,1.3019299999999987,2.5349300000000028,0.35193300000000249,0.70193000000000438,0.33492999999999995,-0.18106999999999118,0.93493000000000848,5.8849300000000113,4.6819300000000084,0.41893000000000313,0.6319300000000112,{"$f":"SQRT(U476^2+AN476^2)","v":2.762167451572231},5.8106315905007309,3.8590243186735709,2.2140074394893117,0.92675529700400949,5.1053674745825175,1.7995098806411176,1.5616255928083471,1.901343897479884,2.5363773990723493,0.99560187430217495,1.0168180842628673,1.5997783629381257,1.9939106390417802,1.4327540998109269,5.9227972580973205,4.7260578953843835,0.52636118827759515,0.64218877013228304,"Corvallis"]
[null,null,null,null,null,null,null,null,null,null,97874,"Spray","Wheeler","5B",null,97344,"Falls City","OR",44.865209,123.44807,2.6452090000000013,-0.41779100000000113,2.6982089999999985,2.6752090000000024,1.4482089999999985,-0.83479100000000273,-0.7347910000000013,-0.66779100000000113,-0.68478799999999751,0.61520900000000012,1.6322090000000031,-3.4787999999998931E-2,2.2652089999999987,-1.2847879999999989,-0.38479099999999988,3.2209000000001708E-2,1.345208999999997,0.38220900000000313,0.81521200000000249,1.7080700000000064,5.4480700000000013,3.0480730000000023,0.74807300000000509,-0.8019299999999987,4.6150700000000029,0.83106999999999687,0.49807300000000509,1.0480699999999956,2.2810699999999997,9.8072999999999411E-2,0.4480700000000013,8.1069999999996867E-2,-0.43492999999999427,0.68107000000000539,5.6310700000000082,4.4280700000000053,0.16507000000000005,0.37807000000000812,3.1487511458641864,5.4640658894801968,4.0707592438032991,2.7778330416009562,1.6554156676137246,4.6899623792287537,1.1093219364012399,0.83307954782842109,1.2519526068681623,2.3625753868566814,1.6351527552525513,0.44941843514035013,2.2666592506552443,1.3564086072581494,0.78225344906942229,5.6311621149262869,4.6278927362873308,0.41633138793634383,0.89861422748808639,"Corvallis"]
[null,null,null,null,null,null,null,null,null,null,97875,"Stanfield","Umatilla","5B",null,97036,"Marylhurst","OR",45.173284000000002,122.259861,2.9532840000000036,-0.10971599999999881,3.0062840000000008,2.9832840000000047,1.7562840000000008,-0.52671600000000041,-0.42671599999999899,-0.35971599999999881,-0.37671299999999519,0.92328400000000244,1.9402840000000054,0.27328700000000339,2.573284000000001,-0.97671299999999661,-7.6715999999997564E-2,0.34028400000000403,1.6532839999999993,0.69028400000000545,1.1232870000000048,0.5198610000000059,4.2598610000000008,1.8598640000000017,-0.44013599999999542,-1.9901389999999992,3.4268610000000024,-0.35713900000000365,-0.69013599999999542,-0.1401390000000049,1.0928609999999992,-1.0901360000000011,-0.74013899999999921,-1.1071390000000036,-1.6231389999999948,-0.50713899999999512,4.4428610000000077,3.2398610000000048,-1.0231390000000005,-0.81013899999999239,2.9986900213221483,4.2612736757895533,3.5350866449285245,3.0155767480122315,2.6542770631524135,3.4671034103379461,0.55644838932016127,0.77825657668406045,0.40193485005657043,1.4306636606753533,2.2255557730939981,0.78898132024148759,2.801347409725722,1.894346456615045,0.51290867605938839,4.4558733224786673,3.6373131957499933,1.2342225949872285,1.3849544698978369,"Portland (Troutdale)"]
[null,null,null,null,null,null,null,null,null,null,97876,"Summerville Store","Union","5B",null,97360,"Mill City","OR",44.75067,122.47727,2.5306700000000006,-0.53233000000000175,2.5836699999999979,2.5606700000000018,1.3336699999999979,-0.94933000000000334,-0.84933000000000192,-0.78233000000000175,-0.79932699999999812,0.5006699999999995,1.5176700000000025,-0.14932699999999954,2.1506699999999981,-1.3993269999999995,-0.4993300000000005,-8.2329999999998904E-2,1.2306699999999964,0.26767000000000252,0.70067300000000188,0.73727000000000942,4.4772700000000043,2.0772730000000053,-0.2227269999999919,-1.7727299999999957,3.6442700000000059,-0.13973000000000013,-0.4727269999999919,7.7269999999998618E-2,1.3102700000000027,-0.87272699999999759,-0.5227299999999957,-0.88973000000000013,-1.4057299999999913,-0.28972999999999161,4.6602700000000112,3.4572700000000083,-0.80572999999999695,-0.59272999999998888,2.6358789239644556,4.5088049283374456,3.3151792991373803,2.5703381422351819,2.2183884515115877,3.765890503161244,0.86074730426531298,0.91406293296960417,0.80305311519786582,1.4026681438601245,1.7507068987780345,0.5436406955232429,2.3274451490421835,1.9834799938060816,0.57729881499964608,4.6609971789092626,3.6697771733172098,0.84902771556645684,0.91775351038772357,"Salem"]
[null,null,null,null,null,null,null,null,null,null,97877,"Sumpter","Baker","5B",null,97436,"Elkton","OR",43.647537,123.58719000000001,1.4275370000000009,-1.6354630000000014,1.4805369999999982,1.4575370000000021,0.23053699999999822,-2.052463000000003,-1.9524630000000016,-1.8854630000000014,-1.9024599999999978,-0.60246300000000019,0.41453700000000282,-1.2524599999999992,1.0475369999999984,-2.5024599999999992,-1.6024630000000002,-1.1854629999999986,0.12753699999999668,-0.83546299999999718,-0.40245999999999782,1.8471900000000119,5.5871900000000068,3.1871930000000077,0.88719300000001056,-0.66280999999999324,4.7541900000000084,0.97019000000000233,0.63719300000001056,1.1871900000000011,2.4201900000000052,0.23719300000000487,0.58719000000000676,0.22019000000000233,-0.2958099999999888,0.82019000000001085,5.7701900000000137,4.5671900000000107,0.30419000000000551,0.51719000000001358,2.3345176766238134,5.8216347635753554,3.5142835724537145,1.7063192918144086,0.70175808115688287,5.1783131348412192,2.1802248513557063,1.9902225110821201,2.2424928422851198,2.494049178037399,0.47759966877920323,1.3832744296414961,1.0704286068995903,2.519882855947869,1.8001664652106533,5.8907058287160421,4.5689703634920962,0.8891175290528236,0.65533163184758014,"Roseburg"]
[null,null,null,null,null,null,null,null,null,null,97880,"Ukiah","Umatilla","5B",null,97885,"Wallowa","OR",45.568843000000001,117.52645,3.3488430000000022,0.28584299999999985,3.4018429999999995,3.3788430000000034,2.1518429999999995,-0.13115700000000174,-3.1157000000000323E-2,3.5842999999999847E-2,1.8846000000003471E-2,1.3188430000000011,2.3358430000000041,0.66884600000000205,2.9688429999999997,-0.58115399999999795,0.3188430000000011,0.73584300000000269,2.048842999999998,1.0858430000000041,1.5188460000000035,-4.2135499999999979,-0.47355000000000302,-2.8735470000000021,-5.1735469999999992,-6.723550000000003,-1.3065500000000014,-5.0905500000000075,-5.4235469999999992,-4.8735500000000087,-3.6405500000000046,-5.8235470000000049,-5.473550000000003,-5.8405500000000075,-6.3565499999999986,-5.2405499999999989,-0.29054999999999609,-1.493549999999999,-5.7565500000000043,-5.5435499999999962,5.3822628179185932,0.55313273556082609,4.4530672752450089,6.1791721597523086,7.0595008958954768,1.3131165451508882,5.0906453481998799,5.423665437861926,4.8735864385702738,3.8720732380920997,6.2745407945010667,5.5142637381808308,6.5517976969034297,6.3830610113186275,5.2502404860300436,0.79112844920973591,2.5354386683863979,5.8580647762848317,5.7478552325381305,"La Grande"]
[null,null,null,null,null,null,null,null,null,null,97882,"Umatilla","Umatilla","5B",null,97408,"Eugene","OR",44.122003999999997,123.06447,1.902003999999998,-1.1609960000000044,1.9550039999999953,1.9320039999999992,0.7050039999999953,-1.5779960000000059,-1.4779960000000045,-1.4109960000000044,-1.4279930000000007,-0.12799600000000311,0.88900399999999991,-0.77799300000000216,1.5220039999999955,-2.0279930000000022,-1.1279960000000031,-0.71099600000000152,0.60200399999999377,-0.36099600000000009,7.2006999999999266E-2,1.3244700000000051,5.06447,2.664473000000001,0.36447300000000382,-1.18553,4.2314700000000016,0.44746999999999559,0.11447300000000382,0.66446999999999434,1.8974699999999984,-0.28552700000000186,6.4470000000000027E-2,-0.30253000000000441,-0.81852999999999554,0.29747000000000412,5.247470000000007,4.044470000000004,-0.21853000000000122,-5.5299999999931515E-3,2.3177230198874081,5.1958414229955103,3.3047627763192002,1.9660824051257362,1.3793157799851321,4.5161277370016935,1.5442479000847011,1.4156319365375356,1.5750188535217584,1.9017821581127514,0.93373110676736104,0.78065964987887226,1.5517798094175568,2.1869492378537281,1.1665604900372759,5.2954184643818349,4.0890275612810472,0.42198752696732711,7.2219034533838919E-2,"Eugene"]
[null,null,null,null,null,null,null,null,null,null,97883,"Union","Union","5B",null,97114,"Dayton","OR",45.211339000000002,123.08114,{"$f":"$S483-VLOOKUP(U$18,$A$19:$F$37,5,FALSE)","v":2.9913390000000035},-7.1660999999998864E-2,3.0443390000000008,3.0213390000000047,1.7943390000000008,-0.48866100000000046,-0.38866099999999904,-0.32166099999999886,-0.33865799999999524,0.96133900000000239,1.9783390000000054,0.31134200000000334,2.611339000000001,-0.93865799999999666,-3.8660999999997614E-2,0.37833900000000398,{"$f":"$S483-VLOOKUP(AK$18,$A$19:$F$37,5,FALSE)","v":1.6913389999999993},0.7283390000000054,1.1613420000000048,{"$f":"$T483-VLOOKUP(AN$18,$A$19:$F$37,6,FALSE)","v":1.34114000000001},5.0811400000000049,2.6811430000000058,0.38114300000000867,-1.1688599999999951,4.2481400000000065,0.46414000000000044,0.13114300000000867,0.68113999999999919,1.9141400000000033,-0.26885699999999702,8.1140000000004875E-2,-0.28585999999999956,-0.80185999999999069,0.31414000000000897,5.2641400000000118,{"$f":"$T483-VLOOKUP(BD$18,$A$19:$F$37,6,FALSE)","v":4.0611400000000089},-0.20185999999999638,1.1140000000011696E-2,3.2782259703261833,5.0816453042809915,4.0566646069609993,3.0452847714737672,2.1414682221599719,4.2761528308189654,0.60537865218472942,0.34736765158834459,0.76068452104929518,2.1419861373316631,1.9965243012220062,0.32174141878844709,2.6269387721302158,1.2345275616866473,0.31651005121639575,5.2777182890450991,4.399259677777736,0.75579438905102125,1.1613954281656231,"Aurora"]
[null,null,null,null,null,null,null,null,null,null,97884,"Unity","Baker","5B",null,97140,"Sherwood","OR",45.352086,122.85375999999999,3.132086000000001,6.9085999999998648E-2,3.1850859999999983,3.1620860000000022,1.9350859999999983,-0.34791400000000294,-0.24791400000000152,-0.18091400000000135,-0.19791099999999773,1.1020859999999999,2.1190860000000029,0.45208900000000085,2.7520859999999985,-0.79791099999999915,0.1020859999999999,0.51908600000000149,1.8320859999999968,0.86908600000000291,1.3020890000000023,1.1137599999999992,4.8537599999999941,2.453762999999995,0.15376299999999787,-1.3962400000000059,4.0207599999999957,0.23675999999998965,-9.6237000000002126E-2,0.45375999999998839,1.6867599999999925,-0.49623700000000781,-0.14624000000000592,-0.51324000000001035,-1.0292400000000015,8.6759999999998172E-2,5.036760000000001,3.8337599999999981,-0.42924000000000717,-0.2162399999999991,3.3242178101014987,4.8542516429410556,4.0206623443861789,3.1658223152231733,2.3862195969767765,4.0357843263727524,0.34280701421644783,0.20491811917202662,0.49504232295934919,2.0148828375357151,2.1764137096528819,0.4751532400405184,2.7995343628889433,1.3023044734320011,0.13397331449210198,5.0634377228317931,4.2490298715113752,0.96930771842383012,1.3199225361819553,"Aurora"]
[null,null,null,null,null,null,null,null,null,null,97885,"Wallowa","Wallowa","5B",null,97442,"Glendale","OR",42.771194999999999,123.38578,0.55119499999999988,-2.5118050000000025,0.60419499999999715,0.58119500000000102,-0.64580500000000285,-2.9288050000000041,-2.8288050000000027,-2.7618050000000025,-2.7788019999999989,-1.4788050000000013,-0.46180499999999824,-2.1288020000000003,0.17119499999999732,-3.3788020000000003,-2.4788050000000013,-2.0618049999999997,-0.74880500000000438,-1.7118049999999982,-1.2788019999999989,1.645780000000002,5.3857799999999969,2.9857829999999979,0.6857830000000007,-0.8642200000000031,4.5527799999999985,0.76877999999999247,0.4357830000000007,0.98577999999999122,2.2187799999999953,3.5782999999995013E-2,0.3857799999999969,1.8779999999992469E-2,-0.49721999999999866,0.618780000000001,5.5687800000000038,4.3657800000000009,0.10277999999999565,0.31578000000000372,1.7356289166826548,5.942709025892567,3.0463013181748755,0.89893601057806227,1.0788606519958956,5.4134743424555927,2.9314092884523997,2.7959745494396069,2.9484746503241261,2.6664299946604606,0.46318924978241671,2.1634750203327977,0.17222199750612233,3.4151911635520493,2.5548704304572878,5.9382110560694157,4.4295308934948192,1.7148877766270869,1.3172135603629349,"Sexton"]
[null,null,null,null,null,null,null,null,null,null,97886,"Weston","Umatilla","5B",null,97735,"Fort Rock","OR",43.331581,121.01016,1.111581000000001,-1.9514190000000013,1.1645809999999983,1.1415810000000022,-8.5419000000001688E-2,-2.3684190000000029,-2.2684190000000015,-2.2014190000000013,-2.2184159999999977,-0.9184190000000001,9.8581000000002916E-2,-1.5684159999999991,0.73158099999999848,-2.8184159999999991,-1.9184190000000001,-1.5014189999999985,-0.18841900000000322,-1.1514189999999971,-0.71841599999999772,-0.72983999999999583,3.0101599999999991,0.61016300000000001,-1.6898369999999971,-3.2398400000000009,2.1771600000000007,-1.6068400000000054,-1.9398369999999971,-1.3898400000000066,-0.15684000000000253,-2.3398370000000028,-1.9898400000000009,-2.3568400000000054,-2.8728399999999965,-1.7568399999999968,3.193160000000006,1.990160000000003,-2.2728400000000022,-2.0598399999999941,1.3297664250389976,3.5873526923291221,1.3147424812981423,2.0393028872950669,3.2409658485027277,3.2170536559344196,2.7798668214792275,2.9341460768220102,2.6178282553781118,0.93171468012530589,2.3419127652690257,2.5336519047919746,2.4677733982602663,4.0245097110897845,2.601310870534506,3.5285308272935683,1.9990594151152719,2.5478554470693591,2.1815275324084205,"Redmond"]
[null,null,null,null,null,null,null,null,null,null,97901,"Adrian","Malheur","5B",null,97604,"Crater Lake","OR",43.023645000000002,122.27443,0.80364500000000305,-2.2593549999999993,0.85664500000000032,0.83364500000000419,-0.39335499999999968,-2.6763550000000009,-2.5763549999999995,-2.5093549999999993,-2.5263519999999957,-1.2263549999999981,-0.20935499999999507,-1.8763519999999971,0.42364500000000049,-3.1263519999999971,-2.2263549999999981,-1.8093549999999965,-0.49635500000000121,-1.4593549999999951,-1.0263519999999957,0.5344300000000004,4.2744299999999953,1.8744329999999962,-0.42556700000000092,-1.9755700000000047,3.4414299999999969,-0.34257000000000914,-0.67556700000000092,-0.1255700000000104,1.1074299999999937,-1.0755670000000066,-0.72557000000000471,-1.0925700000000091,-1.6085700000000003,-0.49257000000000062,4.4574300000000022,3.2544299999999993,-1.008570000000006,-0.79556999999999789,0.96512212228557126,4.8348150782553159,2.0609075009601927,0.93598678276672675,2.0143497662831593,4.3596234391200559,2.5990304520965126,2.5987022314058987,2.5294707455916505,1.652376407155761,1.0957526579999759,2.0117526321106172,1.1718294632432744,3.5159030522475989,2.2801933670031129,4.8106598009966373,3.2920636249812967,1.7739589794933246,1.2985877147131755,"Medford"]
[null,null,null,null,null,null,null,null,null,null,97902,"Arock","Malheur","5B",null,97039,"Moro","OR",45.479419,120.75969000000001,3.2594190000000012,0.19641899999999879,3.3124189999999984,3.2894190000000023,2.0624189999999984,-0.2205810000000028,-0.12058100000000138,-5.3581000000001211E-2,-7.0577999999997587E-2,1.229419,2.2464190000000031,0.57942200000000099,2.8794189999999986,-0.67057799999999901,0.22941900000000004,0.64641900000000163,1.9594189999999969,0.99641900000000305,1.4294220000000024,-0.98030999999998869,2.7596900000000062,0.35969300000000715,-1.94030699999999,-3.4903099999999938,1.9266900000000078,-1.8573099999999982,-2.19030699999999,-1.6403099999999995,-0.4073099999999954,-2.5903069999999957,-2.2403099999999938,-2.6073099999999982,-3.1233099999999894,-2.0073099999999897,2.9426900000000131,1.7396900000000102,-2.5233099999999951,-2.310309999999987,3.4036480302259497,2.7666711621840845,3.3318911575575205,3.8190402736564559,4.0541134700031458,1.9392757239910552,1.8612200873784364,2.1909622721101236,1.6418276858988576,1.295134168208451,3.428715310113978,2.3140265232239612,3.884471548828873,3.1944859070254061,2.0203778145834406,3.0128527942236207,2.6202755797169548,2.7129217054056278,2.7167590158466295,"Redmond"]
[null,null,null,null,null,null,null,null,null,null,97903,"Frontier Market","Malheur","5B",null,97112,"Cloverdale","OR",45.257176000000001,123.89140999999999,3.0371760000000023,-2.5824000000000069E-2,3.0901759999999996,3.0671760000000035,1.8401759999999996,-0.44282400000000166,-0.34282400000000024,-0.27582400000000007,-0.29282099999999645,1.0071760000000012,2.0241760000000042,0.35717900000000213,2.6571759999999998,-0.89282099999999787,7.1760000000011814E-3,0.42417600000000277,1.7371759999999981,0.77417600000000419,1.2071790000000036,2.1514099999999985,5.8914099999999934,3.4914129999999943,1.1914129999999972,-0.35859000000000663,5.058409999999995,1.2744099999999889,0.94141299999999717,1.4914099999999877,2.7244099999999918,0.54141299999999148,0.89140999999999337,0.52440999999998894,8.4099999999978081E-3,1.1244099999999975,6.0744100000000003,4.8714099999999974,0.60840999999999212,0.8214100000000002,3.7219622570730091,5.8914665972978169,4.6625264018067458,3.2904457982992237,1.8747891879024701,5.0777558845493891,1.319715553850894,0.98098792833805804,1.5198841818181283,2.9046193112137701,2.0953320776299416,0.960306527178166,2.7084294606055348,0.8928606084608034,1.1244328984319136,6.0892020928095336,5.1718870678965878,0.9846376019003118,1.4601354478749595,"Astoria"]
[null,null,null,null,null,null,null,null,null,null,97904,"Drewsey","Harney","5B",null,97708,"Bend","OR",44.001834000000002,120.94952000000001,1.7818340000000035,-1.2811659999999989,1.8348340000000007,1.8118340000000046,0.58483400000000074,-1.6981660000000005,-1.5981659999999991,-1.5311659999999989,-1.5481629999999953,-0.24816599999999767,0.76883400000000535,-0.89816299999999671,1.4018340000000009,-2.1481629999999967,-1.2481659999999977,-0.83116599999999607,0.48183399999999921,-0.48116599999999465,-4.8162999999995293E-2,-0.79047999999998808,2.9495200000000068,0.54952300000000776,-1.7504769999999894,-3.3004799999999932,2.1165200000000084,-1.6674799999999976,-2.0004769999999894,-1.4504799999999989,-0.21747999999999479,-2.4004769999999951,-2.0504799999999932,-2.4174799999999976,-2.9334799999999888,-1.8174799999999891,3.1325200000000137,1.9295200000000108,-2.3334799999999944,-2.1204799999999864,1.9493052695655428,3.2157510087001504,1.9153567122301296,2.5193078754064535,3.3518948429143709,2.7135630956283361,2.3096805220540761,2.5192017678393595,2.121485542012715,0.3299756263059388,2.5205942845061329,2.2385631563502888,2.7945210884793821,3.6359193039682438,2.2048020124165242,3.2409132154311195,1.9887713377751703,2.3825720618600332,2.1210268986905709,"Redmond"]
[null,null,null,null,null,null,null,null,null,null,97905,"Durkee","Baker","5B",null,97837,"Hereford","OR",44.499533,118.06076,2.2795330000000007,-0.78346700000000169,2.332532999999998,2.3095330000000018,1.082532999999998,-1.2004670000000033,-1.1004670000000019,-1.0334670000000017,-1.0504639999999981,0.24953299999999956,1.2665330000000026,-0.40046399999999949,1.8995329999999981,-1.6504639999999995,-0.75046700000000044,-0.33346699999999885,0.97953299999999643,1.6533000000002573E-2,0.44953600000000193,-3.679239999999993,6.0760000000001924E-2,-2.3392369999999971,-4.6392369999999943,-6.1892399999999981,-0.77223999999999648,-4.5562400000000025,-4.8892369999999943,-4.3392400000000038,-3.1062399999999997,-5.289237,-4.9392399999999981,-5.3062400000000025,-5.8222399999999936,-4.706239999999994,0.24376000000000886,-0.9592399999999941,-5.2222399999999993,-5.0092399999999913,4.3281725561360131,0.78581951979382836,3.3034436484156919,5.1823221262536316,6.2831973925453726,1.4274017078906003,4.6872540528212276,4.997268502117727,4.4645804274193592,3.1162467257405977,5.4387621645240198,4.9554478297017699,5.6359922423375481,6.0516534957725332,4.7656999124671025,0.41306074334049653,1.3709946300729927,5.2222661707049163,5.0293705364484644,"Baker"]
[null,null,null,null,null,null,null,null,null,null,97906,"Harper","Malheur","5B",null,97256,"Portland","OR",45.580556999999999,122.374776,3.360557,0.29755699999999763,3.4135569999999973,3.3905570000000012,2.1635569999999973,-0.11944300000000396,-1.9443000000002542E-2,4.7556999999997629E-2,3.0560000000001253E-2,1.3305569999999989,2.3475570000000019,0.68055999999999983,2.9805569999999975,-0.56944000000000017,0.33055699999999888,0.74755700000000047,2.0605569999999958,1.0975570000000019,1.5305600000000013,0.63477600000000223,4.3747759999999971,1.9747789999999981,-0.32522099999999909,-1.8752240000000029,3.5417759999999987,-0.24222400000000732,-0.57522099999999909,-2.5224000000008573E-2,1.2077759999999955,-0.97522100000000478,-0.62522400000000289,-0.99222400000000732,-1.5082239999999985,-0.3922239999999988,4.557776000000004,3.3547760000000011,-0.90822400000000414,-0.69522399999999607,3.4199830292597948,4.3848837177769004,3.9436180711486215,3.4061188277994661,2.8631178708577472,3.5437894780058521,0.24300307904428628,0.57718356446627861,3.9625292125112579E-2,1.7969710060056578,2.5420621288808065,0.92415743451860166,3.1413736639287277,1.6121419130386738,0.5129401489696418,4.6186755173344922,3.9370569160763971,1.4246059814647036,1.6810563118991577,"Portland (Troutdale)"]
[null,null,null,null,null,null,null,null,null,null,97907,"Huntington","Baker","5B",null,97361,"Monmouth","OR",44.789251999999998,123.30325000000001,2.5692519999999988,-0.49374800000000363,2.622251999999996,2.5992519999999999,1.372251999999996,-0.91074800000000522,-0.8107480000000038,-0.74374800000000363,-0.760745,0.53925199999999762,1.5562520000000006,-0.11074500000000143,2.1892519999999962,-1.3607450000000014,-0.46074800000000238,-4.3748000000000786E-2,1.2692519999999945,0.30625200000000063,0.739255,1.5632500000000107,5.3032500000000056,2.9032530000000065,0.60325300000000937,-0.94674999999999443,4.4702500000000072,0.68625000000000114,0.35325300000000937,0.90324999999999989,2.136250000000004,-4.6746999999996319E-2,0.30325000000000557,-6.3749999999998863E-2,-0.57974999999999,0.53625000000000966,5.4862500000000125,4.2832500000000095,2.025000000000432E-2,0.23325000000001239,3.0074584622242129,5.3261850934795785,3.9121712045247992,2.6683375239112856,1.667156595525441,4.5620825268734535,1.0621917821203513,0.8233764445944588,1.1809290908115524,2.2032604889127421,1.5569539394320571,0.32283899628917773,2.1901799884950055,1.4791000701524533,0.70700267467953226,5.4864244230650012,4.4673516989379811,0.30692075525125462,0.77517966789964621,"Corvallis"]
[null,null,null,null,null,null,null,null,null,null,97908,"Ironside","Malheur","5B",null,97736,"Frenchglen","OR",42.727145999999998,119.05385,0.50714599999999876,-2.5558540000000036,0.56014599999999604,0.5371459999999999,-0.68985400000000396,-2.9728540000000052,-2.8728540000000038,-2.8058540000000036,-2.822851,-1.5228540000000024,-0.50585399999999936,-2.1728510000000014,0.12714599999999621,-3.4228510000000014,-2.5228540000000024,-2.1058540000000008,-0.7928540000000055,-1.7558539999999994,-1.322851,-2.6861499999999978,1.0538499999999971,-1.346147000000002,-3.6461469999999991,-5.1961500000000029,0.22084999999999866,-3.5631500000000074,-3.8961469999999991,-3.3461500000000086,-2.1131500000000045,-4.2961470000000048,-3.9461500000000029,-4.3131500000000074,-4.8291499999999985,-3.7131499999999988,1.236850000000004,3.3850000000001046E-2,-4.2291500000000042,-4.0161499999999961,2.733605474060949,2.7645957194164961,1.4580381637409223,3.6855004776726044,5.2417433515783696,2.9810460626793458,4.5770435903338385,4.801330869136704,4.377808537464956,2.6047048254679503,4.3258256223436753,4.5048175646413284,4.3150236416288692,5.9191721288285741,4.4891285599563755,2.442216000237492,0.793576264650102,4.5791629138758578,4.2284034328220113,"Burns"]
[null,null,null,null,null,null,null,null,null,null,97909,"Jamieson","Malheur","5B",null,97108,"Beaver","OR",45.284762999999998,123.6908,3.0647629999999992,1.7629999999968504E-3,3.1177629999999965,3.0947630000000004,1.8677629999999965,-0.41523700000000474,-0.31523700000000332,-0.24823700000000315,-0.26523399999999953,1.0347629999999981,2.0517630000000011,0.38476599999999905,2.6847629999999967,-0.86523400000000095,3.4762999999998101E-2,0.45176299999999969,1.764762999999995,0.80176300000000111,1.2347660000000005,1.950800000000001,5.6907999999999959,3.2908029999999968,0.99080299999999966,-0.55920000000000414,4.8577999999999975,1.0737999999999914,0.74080299999999966,1.2907999999999902,2.5237999999999943,0.34080299999999397,0.69079999999999586,0.32379999999999143,-0.1921999999999997,0.92379999999999995,5.8738000000000028,4.6707999999999998,0.40779999999999461,0.62080000000000268,3.6329592464228111,5.6908002730871647,4.5331920882506136,3.2494997478039607,1.949677733413651,4.8755145991135107,1.1191160825262871,0.7812878425894012,1.3177684602220432,2.7276914976164308,2.0798745377974126,0.79072720628292126,2.7042187053137874,0.88632427178544615,0.92445384209759207,5.8911472777523599,4.9930713079395312,0.89951361755617543,1.3820418643282861,"Portland (Hillsboro)"]
[null,null,null,null,null,null,null,null,null,null,97910,"Jordan Valley","Malheur","5B",null,97456,"Monroe","OR",44.333016000000001,123.36508000000001,2.1130160000000018,-0.94998400000000061,2.1660159999999991,2.1430160000000029,0.91601599999999905,-1.3669840000000022,-1.2669840000000008,-1.1999840000000006,-1.216980999999997,8.3016000000000645E-2,1.1000160000000037,-0.5669809999999984,1.7330159999999992,-1.8169809999999984,-0.91698399999999936,-0.49998399999999776,0.81301599999999752,-0.14998399999999634,0.28301900000000302,1.6250800000000112,5.3650800000000061,2.965083000000007,0.66508300000000986,-0.88491999999999393,4.5320800000000077,0.74808000000000163,0.41508300000000986,0.96508000000000038,2.1980800000000045,1.5083000000004176E-2,0.36508000000000607,-1.9199999999983675E-3,-0.5179199999999895,0.59808000000001016,5.548080000000013,4.34508000000001,8.2080000000004816E-2,0.29508000000001289,2.6656559460395566,5.4485367766636266,3.6719671171110777,2.2438478052544086,1.2736438743447822,4.7337505619388178,1.4713504486205875,1.2697462333651592,1.5531973991611605,2.1996470950259317,1.1001194013128794,0.67435217858401153,1.733017063579005,1.8893546730989879,1.094787350427475,5.5705633186111569,4.4204881204066231,0.17097463746415634,0.40886667846745511,"Corvallis"]
[null,null,null,null,null,null,null,null,null,null,97911,"Juntura","Malheur","5B",null,97531,"Kerby","OR",42.208018000000003,123.65551000000001,-1.1981999999996162E-2,-3.0749819999999985,4.1018000000001109E-2,1.8018000000004974E-2,-1.2089819999999989,-3.4919820000000001,-3.3919819999999987,-3.3249819999999985,-3.3419789999999949,-2.0419819999999973,-1.0249819999999943,-2.6919789999999963,-0.39198199999999872,-3.9419789999999963,-3.0419819999999973,-2.6249819999999957,-1.3119820000000004,-2.2749819999999943,-1.8419789999999949,1.9155100000000118,5.6555100000000067,3.2555130000000077,0.95551300000001049,-0.5944899999999933,4.8225100000000083,1.0385100000000023,0.70551300000001049,1.255510000000001,2.4885100000000051,0.30551300000000481,0.6555100000000067,0.28851000000000226,-0.22748999999998887,0.88851000000001079,5.8385100000000136,4.6355100000000107,0.37251000000000545,0.58551000000001352,1.9155474748551771,6.437414672088793,3.2557713939238808,0.95568286658965496,1.3472400812119529,5.9540356892131641,3.5473997390235001,3.3990077807344017,3.570032072200608,3.2190639180395308,1.0695449001762345,2.7706396908549817,0.48671131939169066,3.9485377213015158,3.1690857527722414,6.4014630765493079,4.8175979210000603,2.305278031046142,1.9327981261738114,"Sexton"]
[null,null,null,null,null,null,null,null,null,null,97913,"Nyssa","Malheur","5B",null,97601,"Klamath Falls","OR",42.282428000000003,121.88446999999999,6.2428000000004147E-2,-3.0005719999999982,0.11542800000000142,9.2428000000005284E-2,-1.1345719999999986,-3.4175719999999998,-3.3175719999999984,-3.2505719999999982,-3.2675689999999946,-1.967571999999997,-0.95057199999999398,-2.617568999999996,-0.31757199999999841,-3.867568999999996,-2.967571999999997,-2.5505719999999954,-1.2375720000000001,-2.200571999999994,-1.7675689999999946,0.14446999999999832,3.8844699999999932,1.4844729999999942,-0.815527000000003,-2.3655300000000068,3.0514699999999948,-0.73253000000001123,-1.065527000000003,-0.51553000000001248,0.71746999999999161,-1.4655270000000087,-1.1155300000000068,-1.4825300000000112,-1.9985300000000024,-0.8825300000000027,4.0674700000000001,2.8644699999999972,-1.398530000000008,-1.18553,0.15738118084447084,4.9084151727501553,1.4889538981825403,0.82074796552474361,2.6235445115499809,4.5816228059590376,3.3974820346962846,3.4207551965776499,3.3079870541858196,2.0943024557317349,1.7468132455740695,2.8453601969980875,1.5161619887347237,4.3534138478510149,3.096020474106072,4.8010134063637002,3.1203802390227993,2.6073747885725971,2.1283283465341953,"Klamath Falls"]
[null,null,null,null,null,null,null,null,null,null,97914,"Ontario","Malheur","5B",null,97339,"Corvallis","OR",44.498930000000001,123.445033,{"$f":"$S499-VLOOKUP(U$18,$A$19:$F$37,5,FALSE)","v":2.2789300000000026},-0.78406999999999982,2.3319299999999998,2.3089300000000037,1.0819299999999998,-1.2010700000000014,-1.10107,-1.0340699999999998,-1.0510669999999962,0.24893000000000143,1.2659300000000044,-0.40106699999999762,1.89893,-1.6510669999999976,-0.75106999999999857,-0.33406999999999698,{"$f":"$S499-VLOOKUP(AK$18,$A$19:$F$37,5,FALSE)","v":0.9789299999999983},1.5930000000004441E-2,0.4489330000000038,{"$f":"$T499-VLOOKUP(AN$18,$A$19:$F$37,6,FALSE)","v":1.7050330000000002},5.4450329999999951,3.0450359999999961,0.74503599999999892,-0.80496700000000487,4.6120329999999967,0.82803299999999069,0.49503599999999892,1.0450329999999894,2.2780329999999935,9.5035999999993237E-2,0.44503299999999513,7.8032999999990693E-2,-0.43796700000000044,0.67803299999999922,5.6280330000000021,{"$f":"$T499-VLOOKUP(BD$18,$A$19:$F$37,6,FALSE)","v":4.4250329999999991},0.16203299999999388,0.37503300000000195,2.8461657499149644,5.5011953370143969,3.8353802635717851,2.4261567109723181,1.3485341656736056,4.7658595801795265,1.3776769555991655,1.1464560201752174,1.4821726652377483,2.2915934399428211,1.2694922631493308,0.59909023492124602,1.9005326342867672,1.7081678288675246,1.0118472681136206,5.6379391814730511,4.5320217338389925,0.16281418239514073,0.5849705886435701,"Corvallis"]
[null,null,null,null,null,null,null,null,null,null,97917,"Riverside","Malheur","5B",null,97491,"Wedderburn","OR",42.609251999999998,124.388576,0.38925199999999904,-2.6737480000000033,0.44225199999999631,0.41925200000000018,-0.80774800000000369,-3.0907480000000049,-2.9907480000000035,-2.9237480000000033,-2.9407449999999997,-1.6407480000000021,-0.62374799999999908,-2.2907450000000011,9.2519999999964853E-3,-3.5407450000000011,-2.6407480000000021,-2.2237480000000005,-0.91074800000000522,-1.8737479999999991,-1.4407449999999997,2.6485760000000056,6.3885760000000005,3.9885790000000014,1.6885790000000043,0.13857600000000048,5.5555760000000021,1.771575999999996,1.4385790000000043,1.9885759999999948,3.2215759999999989,1.0385789999999986,1.3885760000000005,1.021575999999996,0.50557600000000491,1.6215760000000046,6.5715760000000074,5.3685760000000045,1.1055759999999992,1.3185760000000073,2.6770266990226355,6.9255203180179921,4.0130224607825218,1.7398480619712213,0.81954874124728294,6.3574482216751127,3.4760689180854869,3.2584984128805452,3.5499881215013915,3.615329296658881,1.2114899532166974,2.6787414886100911,1.0216178949489834,3.5766579717385634,3.0988802370017505,6.9376268486623074,5.4452796243425423,2.1755987358150386,1.9530460370408627,"North Bend"]
[null,null,null,null,null,null,null,null,null,null,97918,"Vale","Malheur","5B",null,97033,"Kent","OR",45.195234999999997,120.59744999999999,2.9752349999999979,-8.7765000000004534E-2,3.0282349999999951,3.005234999999999,1.7782349999999951,-0.50476500000000613,-0.4047650000000047,-0.33776500000000453,-0.35476200000000091,0.94523499999999672,1.9622349999999997,0.29523799999999767,2.5952349999999953,-0.95476200000000233,-5.4765000000003283E-2,0.36223499999999831,1.6752349999999936,0.71223499999999973,1.1452379999999991,-1.14255,2.5974499999999949,0.19745299999999588,-2.1025470000000013,-3.6525500000000051,1.7644499999999965,-2.0195500000000095,-2.3525470000000013,-1.8025500000000108,-0.56955000000000666,-2.752547000000007,-2.4025500000000051,-2.7695500000000095,-3.2855500000000006,-2.169550000000001,2.7804500000000019,1.5774499999999989,-2.6855500000000063,-2.4725499999999982,3.1870744904575088,2.5989323188041999,3.0346655338659594,3.6677160866721947,4.062418149049285,1.8352306415611619,2.0597128216635063,2.3766704825099354,1.837128895626009,1.1035653164742907,3.3803670188951433,2.4206222297467286,3.7954778233741568,3.4214630319709736,2.1702410943775359,2.8039465754049253,2.3010347254496128,2.778391170754225,2.7248988199828612,"Redmond"]
[null,null,null,null,null,null,null,null,null,null,97920,"Westfall","Malheur","5B",null,97711,"Ashwood","OR",44.738812000000003,120.75257000000001,2.518812000000004,-0.54418799999999834,2.5718120000000013,2.5488120000000052,1.3218120000000013,-0.96118799999999993,-0.86118799999999851,-0.79418799999999834,-0.81118499999999472,0.48881200000000291,1.5058120000000059,-0.16118499999999614,2.1388120000000015,-1.4111849999999961,-0.51118799999999709,-9.4187999999995498E-2,1.2188119999999998,0.25581200000000592,0.68881500000000528,-0.98742999999998915,2.7525700000000057,0.35257300000000669,-1.9474269999999905,-3.4974299999999943,1.9195700000000073,-1.8644299999999987,-2.1974269999999905,-1.6474299999999999,-0.41442999999999586,-2.5974269999999962,-2.2474299999999943,-2.6144299999999987,-3.1304299999999898,-2.0144299999999902,2.9355700000000127,1.7325700000000097,-2.5304299999999955,-2.3174299999999874,2.7054448610614852,2.8058478547925634,2.5958668462910444,3.2076337901439107,3.7388773138796574,2.146772311225396,2.0537146822876817,2.3365401772006735,1.8363133472054793,0.64085052566413603,3.0023485473330704,2.2532026560265219,3.3778337727371959,3.4338076662977102,2.0782784693692897,2.9370806261054652,2.1183251630106348,2.5433276950176871,2.4176327076553519,"Redmond"]
[null,null,null,null,null,null,null,null,null,null,null,null,null,null,null,97407,"Allegany","OR",43.246918000000001,124.23106799999999,1.026918000000002,-2.0360820000000004,1.0799179999999993,1.0569180000000031,-0.17008200000000073,-2.453082000000002,-2.3530820000000006,-2.2860820000000004,-2.3030789999999968,-1.0030819999999991,1.3918000000003872E-2,-1.6530789999999982,0.64691799999999944,-2.9030789999999982,-2.0030819999999991,-1.5860819999999975,-0.27308200000000227,-1.2360819999999961,-0.80307899999999677,2.4910679999999985,6.2310679999999934,3.8310709999999943,1.5310709999999972,-1.893200000000661E-2,5.398067999999995,1.614067999999989,1.2810709999999972,1.8310679999999877,3.0640679999999918,0.8810709999999915,1.2310679999999934,0.86406799999998896,0.34806799999999782,1.4640679999999975,6.4140680000000003,5.2110679999999974,0.94806799999999214,1.1610680000000002,2.694435072394211,6.5552908655030651,3.9803678088544725,1.8604445882006264,0.17113242634872122,5.9293127284153222,2.85345587093054,2.6205560130943577,2.9422751232447553,3.2240791254787693,0.88118092226567468,2.0611158630375388,1.0794055805618108,2.9238705533701363,2.4810950419820657,6.6072630051593979,5.2182184200498902,1.557797048189518,1.4117417543109629,"North Bend"]
[null,null,null,null,null,null,null,null,null,null,null,null,null,null,null,97905,"Durkee","OR",44.578392999999998,117.48787,2.3583929999999995,-0.70460700000000287,2.4113929999999968,2.3883930000000007,1.1613929999999968,-1.1216070000000045,-1.021607000000003,-0.95460700000000287,-0.97160399999999925,0.32839299999999838,1.3453930000000014,-0.32160400000000067,1.978392999999997,-1.5716040000000007,-0.67160700000000162,-0.25460700000000003,1.0583929999999953,9.5393000000001393E-2,0.52839600000000075,-4.252129999999994,-0.51212999999999909,-2.9121269999999981,-5.2121269999999953,-6.7621299999999991,-1.3451299999999975,-5.1291300000000035,-5.4621269999999953,-4.9121300000000048,-3.6791300000000007,-5.862127000000001,-5.5121299999999991,-5.8791300000000035,-6.3951299999999947,-5.279129999999995,-0.32912999999999215,-1.5321299999999951,-5.7951300000000003,-5.5821299999999923,4.8623684639637244,0.87106151410161792,3.7809125703430349,{"$f":"SQRT(X504^2+AQ504^2)","v":5.7332965200291142},6.8611395436435325,1.7513928683619227,5.2298810138806253,5.5449171218854074,5.0072982205692567,3.6937568300240073,6.014533671746964,5.5215039862084669,6.2030805588311546,6.5854101504550142,5.3216792010932927,0.41611450509324338,1.8621541502649492,5.7959150736832754,5.6070828128105896,"Baker"]
[null,null,null,null,null,null,null,null,null,null,null,null,null,null,null,97204,"Portland","OR",45.518540000000002,122.6755,3.2985400000000027,0.2355400000000003,3.35154,3.3285400000000038,2.10154,-0.18146000000000129,-8.1459999999999866E-2,-1.4459999999999695E-2,-3.1456999999996071E-2,1.2685400000000016,2.2855400000000046,0.61854300000000251,2.9185400000000001,-0.63145699999999749,0.26854000000000156,0.68554000000000315,1.9985399999999984,1.0355400000000046,1.4685430000000039,0.93550000000000466,4.6754999999999995,2.2755030000000005,-2.449699999999666E-2,-1.5745000000000005,3.8425000000000011,5.8499999999995111E-2,-0.27449699999999666,0.27549999999999386,1.508499999999998,-0.67449700000000234,-0.32450000000000045,-0.69150000000000489,-1.207499999999996,-9.1499999999996362E-2,4.8585000000000065,3.6555000000000035,-0.60750000000000171,-0.39449999999999363,{"$f":"SQRT(U505^2+AN505^2)","v":3.4286333110439249},4.6814291986101848,4.0510164495604064,3.328630143859336,2.6259323337816611,3.8467822893426149,0.10028948898064745,0.27487759932194938,0.2772900879025364,1.9709809693652545,2.3829895708141535,0.69849530624693779,2.9993412579431515,1.362642356911375,0.28370051392269308,4.9066268802100765,4.1661543876337586,1.2005829174197056,1.5206080339288643,"Portland (PDX)"]
[null,null,null,null,null,null,null,null,null,null,null,null,null,null,null,97543,"Wilderville","OR",42.365473000000001,123.50865,0.14547300000000263,-2.9175269999999998,0.1984729999999999,0.17547300000000376,-1.0515270000000001,-3.3345270000000014,-3.2345269999999999,-3.1675269999999998,-3.1845239999999961,-1.8845269999999985,-0.8675269999999955,-2.5345239999999976,-0.23452699999999993,-3.7845239999999976,-2.8845269999999985,-2.4675269999999969,-1.1545270000000016,-2.1175269999999955,-1.6845239999999961,1.768650000000008,5.5086500000000029,3.1086530000000039,0.80865300000000673,-0.74134999999999707,4.6756500000000045,0.8916499999999985,0.55865300000000673,1.1086499999999972,2.3416500000000013,0.15865300000000104,0.50865000000000293,0.1416499999999985,-0.37434999999999263,0.74165000000000703,5.6916500000000099,4.4886500000000069,0.22565000000000168,0.43865000000000975,1.7746225559901545,6.2335534503386612,3.1149823444343991,0.82747232469612675,1.2865880670319447,5.7428889277287141,3.3551757981108823,3.2164142255216452,3.3719872373833164,3.0057888708671805,0.88191488826189601,2.5850602950561887,0.27398473721906397,3.8029935352398345,2.9783453017118418,6.2035126515732282,4.6347504157429089,2.1295160291082529,1.7406995516389367,"Sexton"]
[null,null,null,null,null,null,null,null,null,null,null,null,null,null,null,97626,"Fort Klamath","OR",42.686498,122.04524000000001,0.46649800000000141,-2.596502000000001,0.51949799999999868,0.49649800000000255,-0.73050200000000132,-3.0135020000000026,-2.9135020000000011,-2.846502000000001,-2.8634989999999974,-1.5635019999999997,-0.54650199999999671,-2.2134989999999988,8.6497999999998854E-2,-3.4634989999999988,-2.5635019999999997,-2.1465019999999981,-0.83350200000000285,-1.7965019999999967,-1.3634989999999974,0.30524000000001195,4.0452400000000068,1.6452430000000078,-0.65475699999998938,-2.2047599999999932,3.2122400000000084,-0.5717599999999976,-0.90475699999998938,-0.35475999999999885,0.87824000000000524,-1.3047569999999951,-0.95475999999999317,-1.3217599999999976,-1.8377599999999887,-0.72175999999998908,4.2282400000000138,3.0252400000000108,-1.2377599999999944,-1.0247599999999863,0.55748707752198945,4.8068481662732037,1.7253123488380369,0.82171588341286717,2.3226277854197757,4.404506796635018,2.9690745025350918,2.9868309066723189,2.8853909926734338,1.7932774469122195,1.4145866057095917,2.4106315522287893,1.3245872570744419,3.9208656111375393,2.6631710424987696,4.7418861578072606,3.1379615424036142,2.1816207859304915,1.7056560557747171,"Klamath Falls"]
[null,null,null,null,null,null,null,null,null,null,null,null,null,null,null,97367,"Lincoln City","OR",44.950572999999999,124.00655,2.7305729999999997,-0.33242700000000269,2.783572999999997,2.7605730000000008,1.533572999999997,-0.74942700000000428,-0.64942700000000286,-0.58242700000000269,-0.59942399999999907,0.70057299999999856,1.7175730000000016,5.057599999999951E-2,2.3505729999999971,-1.1994240000000005,-0.29942700000000144,0.11757300000000015,1.4305729999999954,0.46757300000000157,0.90057600000000093,2.2665500000000094,6.0065500000000043,3.6065530000000052,1.3065530000000081,-0.24344999999999573,5.1735500000000059,1.3895499999999998,1.0565530000000081,1.6065499999999986,2.8395500000000027,0.65655300000000238,1.0065500000000043,0.63954999999999984,0.12355000000000871,1.2395500000000084,6.1895500000000112,4.9865500000000083,0.72355000000000302,0.9365500000000111,3.5487008624043024,6.0157419004499397,4.5558208029001781,3.0541519330475402,1.5527762391371749,5.2275482236732227,1.5338202733139901,1.2064515954392949,1.7147338085767114,2.9246960065670096,1.8387818935746589,1.0078198421722053,2.4360249651489587,1.2057705147647306,1.2752022313456881,6.1906665725775563,5.1876989128927935,0.86148076753286007,1.2992932826256058,"Corvallis"]
[null,null,null,null,null,null,null,null,null,null,null,null,null,null,null,97372,"Rose Lodge","OR",44.659979,123.892016,2.439979000000001,-0.62302100000000138,2.4929789999999983,2.4699790000000021,1.2429789999999983,-1.040021000000003,-0.94002100000000155,-0.87302100000000138,-0.89001799999999776,0.40997899999999987,1.4269790000000029,-0.24001799999999918,2.0599789999999985,-1.4900179999999992,-0.59002100000000013,-0.17302099999999854,1.1399789999999967,0.17697900000000288,0.60998200000000224,2.1520160000000033,5.8920159999999981,3.4920189999999991,1.1920190000000019,-0.35798400000000186,5.0590159999999997,1.2750159999999937,0.94201900000000194,1.4920159999999925,2.7250159999999966,0.54201899999999625,0.89201599999999814,0.52501599999999371,9.0160000000025775E-3,1.1250160000000022,6.0750160000000051,4.8720160000000021,0.60901599999999689,0.82201600000000496,3.2534090404830773,5.9248635183181211,4.2905874878391641,2.7425727988153779,1.2935027401196324,5.1648123459325221,1.5840786851343549,1.2843541033539021,1.7373093520095877,2.7556841220823878,1.5264513299814062,0.92374302951632403,2.1258304919953019,1.4900452773590465,1.2703486846913352,6.0774793843086838,5.0036079007749015,0.63420978760737934,1.0236153303756304,"Corvallis"]
[null,null,null,null,null,null,null,null,null,null,null,null,null,null,null,97734,"Culver","OR",44.498302000000002,121.21084,2.2783020000000036,-0.78469799999999879,2.3313020000000009,2.3083020000000047,1.0813020000000009,-1.2016980000000004,-1.101697999999999,-1.0346979999999988,-1.0516949999999952,0.24830200000000247,1.2653020000000055,-0.40169499999999658,1.898302000000001,-1.6516949999999966,-0.75169799999999753,-0.33469799999999594,0.97830199999999934,1.5302000000005478E-2,0.44830500000000484,-0.5291599999999903,3.2108400000000046,0.81084300000000553,-1.4891569999999916,-3.0391599999999954,2.3778400000000062,-1.4061599999999999,-1.7391569999999916,-1.1891600000000011,4.3840000000002988E-2,-2.1391569999999973,-1.7891599999999954,-2.1561599999999999,-2.672159999999991,-1.5561599999999913,3.3938400000000115,2.1908400000000086,-2.0721599999999967,-1.8591599999999886,2.3389464099897639,3.3053357555328668,2.468285920604218,2.7469704574044833,3.2257878914776734,2.6642449490998441,1.786343871936195,2.0236766099979926,1.5875024027147149,0.25214247719097527,2.4853534601446534,1.833699097078084,2.8727297869455115,3.1414225183227011,1.7282024848969433,3.4103039009454972,2.3993446415227715,2.0722164985358038,1.9124469348520396,"Redmond"]
[null,null,null,null,null,null,null,null,null,null,null,null,null,null,null,97624,"Chiloquin","OR",42.606471999999997,121.81297000000001,0.38647199999999771,-2.6765280000000047,0.43947199999999498,0.41647199999999884,-0.81052800000000502,-3.0935280000000063,-2.9935280000000049,-2.9265280000000047,-2.9435250000000011,-1.6435280000000034,-0.62652800000000042,-2.2935250000000025,6.4719999999951483E-3,-3.5435250000000025,-2.6435280000000034,-2.2265280000000018,-0.91352800000000656,-1.8765280000000004,-1.4435250000000011,7.2970000000012192E-2,3.8129700000000071,1.412973000000008,-0.88702699999998913,-2.4370299999999929,2.9799700000000087,-0.80402999999999736,-1.1370269999999891,-0.58702999999999861,0.64597000000000548,-1.5370269999999948,-1.1870299999999929,-1.5540299999999974,-2.0700299999999885,-0.95402999999998883,3.995970000000014,2.7929700000000111,-1.4700299999999942,-1.2570299999999861,0.39330042929546871,4.6585987545273824,1.479739280249402,0.97993154123794779,2.5682816939899666,4.2953622300900411,3.0996248366026533,3.1396491099345805,3.0014902376194739,1.7659166253490051,1.6598160541195475,2.5824982374679357,{"$f":"SQRT(AG511^2+AZ511^2)","v":1.5540434767676199},4.1038510726541926,2.810411629580976,4.5744074125163054,2.938573604265184,2.3837670892274656,1.9141287434561365,"Klamath Falls"]
[null,null,null,null,null,null,null,null,null,null,null,null,null,null,null,97469,"Riddle","OR",42.935498000000003,123.39901999999999,0.71549800000000374,-2.3475019999999986,0.76849800000000101,0.74549800000000488,-0.48150199999999899,-2.7645020000000002,-2.6645019999999988,-2.5975019999999986,-2.614498999999995,-1.3145019999999974,-0.29750199999999438,-1.9644989999999964,0.33549800000000118,-3.2144989999999964,-2.3145019999999974,-1.8975019999999958,-0.58450200000000052,-1.5475019999999944,-1.114498999999995,1.6590199999999982,5.399019999999993,2.999022999999994,0.69902299999999684,-0.85098000000000695,4.5660199999999946,0.78201999999998861,0.44902299999999684,0.99901999999998736,2.2320199999999915,4.9022999999991157E-2,0.39901999999999305,3.2019999999988613E-2,-0.48398000000000252,0.63201999999999714,5.58202,4.379019999999997,0.1160199999999918,0.32901999999999987,1.8067331702285203,5.8872899198531004,3.0959212087088015,1.0219591100102796,0.97775821980897248,5.3376970641283075,2.7768914614013953,2.6360269904788516,2.7988651238316127,2.590333721435127,0.30151400387543492,2.0046130004070561,0.33702253397065318,3.2507292199445001,2.399243378318253,5.8957154884207217,4.4178568048776743,1.5518450568287998,1.1620508514694996,"Roseburg"]
[null,null,null,null,null,null,null,null,null,null,null,null,null,null,null,97810,"Adams","OR",45.719132999999999,118.46578,3.4991330000000005,0.43613299999999811,3.5521329999999978,3.5291330000000016,2.3021329999999978,1.9132999999996514E-2,0.11913299999999793,0.18613299999999811,0.16913600000000173,1.4691329999999994,2.4861330000000024,0.81913600000000031,3.1191329999999979,-0.43086399999999969,0.46913299999999936,0.88613300000000095,2.1991329999999962,1.2361330000000024,1.6691360000000017,-3.2742199999999997,0.4657799999999952,-1.9342170000000038,-4.234217000000001,-5.7842200000000048,-0.36722000000000321,-4.1512200000000092,-4.484217000000001,-3.9342200000000105,-2.7012200000000064,-4.8842170000000067,-4.5342200000000048,-4.9012200000000092,-5.4172200000000004,-4.3012200000000007,0.64878000000000213,-0.55422000000000082,-4.8172200000000061,-4.604219999999998,4.7921235752105771,0.63809325500979397,4.0446068106526747,5.5121115132749283,6.2255134212439893,0.36771809866935051,4.1529291060755034,4.4880783857657844,3.9378539834402297,3.0748888207688148,5.4805504282670441,4.6076170408244703,5.8095566233654248,5.4343275862700811,4.3267284708066676,1.0982473228235088,2.2678945654701375,4.973292000485098,4.8974336947932215,"Pendleton"]

{"sheet":"Quick Calc","index":7,"n_rows":39,"n_cols":28,"rows_kept":39,"cut":false,"hidden":true,"merged":[[3,2,3,3],[5,2,5,3],[13,2,13,3]]}
["HIDE THIS TAB"]
[null,null,"Quick Calc Worksheet"]
[]
[null,null,"This worksheet is meant for Outreach staff to use to get a quick glance at potential savings and incentives for a project based on minimal information input below."]
[null,null,null,null,null,null,null,null,null,null,null,"Savings per sq.ft from MAD"]
[null,null,"BUILDING & PROJECT INFORMATION",null,null,null,null,null,null,null,null,"# ","Measure ","Measure Life (years) ","Savings (kWh) ","Savings (therms) ","Incremental Costs ($) ","Maximum Incentive ($) ","UCT BCR at Max Incentive ","TRC BCR ","% Ele ","% Gas  ","Climate Zone"]
[null,null,null,null,null,null,null,null,null,null,null,"1 ","Tier 3 - 2021-Code Multifamily","20 ",2.44,0,"N/A",2.82,1,"N/A",1,0,"4C"]
[null,null,"ZIP Code",{"$f":"IF('1-Early Design Planning'!E9=0,\"\",'1-Early Design Planning'!E9)","v":""},null,null,"CZ",{"$f":"Lists!L15","v":{"$error":"#N/A"}},null,null,null,"2 ","Tier 2 - 2021-Code Multifamily","20 ",0.81,0.02,"N/A",1.43,1,"N/A",0.84,0.16,"4C"]
[null,null,"Building Type",{"$f":"'1-Early Design Planning'!E14","v":""},null,null,"Building Type",{"$f":"D9","v":""},null,null,null,"3 ","Tier 1 - 2021-Code Multifamily","20 ",0.12,0.01,"N/A",0.38,1,"N/A",0.35,0.65,"4C"]
[null,null,"EUI Tier",null,null,null,"EUI Tier",{"$f":"D10","v":0},null,null,null,"4 ","Tier 3 - 2021-Code Multifamily - electric","20 ",2.69,0,"N/A",3.12,1,"N/A",1,0,"4C"]
[null,null,"Project Area",{"$f":"'1-Early Design Planning'!E11","v":0},null,null,null,null,null,null,null,"5 ","Tier 2 - 2021-Code Multifamily - electric","20 ",1.41,0,"N/A",1.57,1,"N/A",1,0,"4C"]
[null,null,"Fuel Territory",null,null,null,"Fuel Source",{"$f":"VLOOKUP(D12,AA13:AB15,2,FALSE)","v":{"$error":"#N/A"}},null,null,null,"6 ","Tier 1 - 2021-Code Multifamily - electric","20 ",0.69,0,"N/A",0.77,1,"N/A",1,0,"4C",null,null,null,"Fuel Territory"]
[null,null,null,null,null,null,null,null,null,null,null,"7 ","Tier 3 - 2021-Code Multifamily - gas","20 ",-0.05,0.08,"N/A",0.86,1,"N/A",0,1,"4C",null,null,null,"Electricity and Gas","_mix"]
[null,null,"Savings and Incentive Estimates",null,null,null,"Lookup",{"$f":"H8&H10&H12","v":{"$error":"#N/A"}},null,null,null,"8 ","Tier 2 - 2021-Code Multifamily - gas","20 ",0,0.03,"N/A",0.33,1,"N/A",0,1,"4C",null,null,null,"Electricity Only","_elec"]
[null,null,null,null,null,null,null,null,null,null,null,"9 ","Tier 1 - 2021-Code Multifamily - gas","20 ",0,0.01,"N/A",0.24,1,"N/A",0,1,"4C",null,null,null,"Gas Only","_gas"]
[null,null,"Estimated Incentive",{"$f":"IFERROR(D11*H16,\"\")","v":0},null,null,"Incentive",{"$f":"IF(D10=\"Good\",0.2,IF(D10=\"Better\",0.3,IF(D10=\"Best\",0.5)))","v":false}]
[null,null,"Estimated Savings (kWh)",{"$f":"IFERROR(IF(D12=\"Gas Only\",0,H17*D11),\"\")","v":""},null,null,"kWh Savings",{"$f":"VLOOKUP(H8&H10&H12,$J$22:$Y$39,13,FALSE)","v":{"$error":"#N/A"}}]
[null,null,"Estimated Savings (Therm)",{"$f":"IFERROR(IF(D12=\"Electricity Only\",0,H18*D11),\"\")","v":""},null,null,"Therm Savings",{"$f":"VLOOKUP(H8&H10&H12,$J$22:$Y$39,14,FALSE)","v":{"$error":"#N/A"}}]
[]
[null,null,null,null,null,null,null,null,null,null,null,"from \"MF MSO Workbook macros_EndUse_Fuel_Split.xlsm\"",null,"Program Baseline",null,null,"Proposed",null,null,"Savings"]
[null,null,null,null,null,null,null,null,null,"Lookup",null,"Case","CZ","kWh","Therm","EUI","kWh","Therm","EUI","kWh","Therm","kWh/SF","Therm/SF","EUI","EUI %"]
[null,null,null,null,null,null,null,null,null,{"$f":"M22&L22","v":"4CGood_elec"},null,"Good_elec","4C",324067.4409000419,579.50289999999995,34.587951650780397,300794.67467760848,281.51069999999999,31.34,23272.76622243342,297.99219999999997,0.69174114723933633,8.8572825561954293E-3,3.2479516507803972,9.3904134120851149E-2]
[null,null,null,null,null,null,null,null,null,{"$f":"M23&L23","v":"4CGood_gas"},null,"Good_gas","4C",211623.19705478978,4416.1004999999996,34.58795165078039,207646.88745603754,3925.7768000000001,32.729999999999997,3976.3095987522393,490.32369999999946,0.1181886561026116,1.4573990711499148E-2,1.857951650780393,5.3716729731188725E-2]
[null,null,null,null,null,null,null,null,null,"4CGood_mix",null,"Good_mix","4C",211623.19705478978,4416.1004999999996,34.58795165078039,207646.88745603754,3925.7768000000001,32.729999999999997,3976.3095987522393,490.32369999999946,0.1181886561026116,1.4573990711499148E-2,1.857951650780393,5.3716729731188725E-2]
[null,null,null,null,null,null,null,null,null,"4CBetter_elec",null,"Better_elec","4C",341051.69939945563,0,34.58795165078039,293777.61430246191,0,29.79,47274.085096993716,0,1.4051372126173127,0,4.7979516507803908,0.13871742678558235]
[null,null,null,null,null,null,null,null,null,"4CBetter_gas",null,"Better_gas","4C",211623.19705478978,4416.1004999999996,34.58795165078039,207646.88745603754,3341.8371000000002,30.99,3976.3095987522393,1074.2633999999994,0.1181886561026116,3.193054876462937E-2,3.5979516507803915,0.10402326472256454]
[null,null,null,null,null,null,null,null,null,"4CBetter_mix",null,"Better_mix","4C",228607.4555542036,3836.5976000000001,34.58795165078039,201485.66822977725,3095.1507000000001,29.63,27121.787324426346,741.44689999999991,0.80614638155456353,2.2038176481515882E-2,4.9579516507803909,0.1433433150606514]
[null,null,null,null,null,null,null,null,null,"4CBest_elec",null,"Best_elec","4C",340759.11510666244,9.9829760701052113,34.58795165078039,250287.57913247362,2.4617,25.39,90471.535974188824,7.5212760701052108,2.6891038000873513,2.2355641300702837E-4,9.1979516507803893,0.265929354349981]
[null,null,null,null,null,null,null,null,null,"4CBest_gas",null,"Best_gas","4C",211623.19705478978,4416.1004999999996,34.58795165078039,213442.76377491208,1615.5660999999998,26.45,-1819.5667201222968,2800.5343999999996,-5.4083350403040589E-2,8.3240851569756621E-2,8.1379516507803906,0.23528284452764864]
[null,null,null,null,null,null,null,null,null,"4CBest_mix",null,"Best_mix","4C",340687.20040160191,12.436705806768268,34.587951650780383,258661.2162954279,2.4617,26.24,82025.984106174001,9.9750058067682676,2.4380749502113765,2.9648911927975533E-4,8.3479516507803844,0.24135432288867664]
[null,null,null,null,null,null,null,null,null,"5BGood_elec",null,"Good_elec","5B",338446.84506622067,995.125,37.281609076453869,310924.32883939042,609.55709999999999,33.340000000000003,27522.516226830248,385.56790000000001,0.81805732793848041,1.1460312836708156E-2,3.9416090764538652,0.10572529389412237]
[null,null,null,null,null,null,null,null,null,"5BGood_gas",null,"Good_gas","5B",210672.84741088652,5354.7737999999999,37.281609076453869,206761.77901524032,4725.0636999999997,35.01,3911.0683956462017,629.71010000000024,0.11624947859992425,1.8717000928850092E-2,2.2716090764538706,6.0931089959005071E-2]
[null,null,null,null,null,null,null,null,null,"5BGood_mix",null,"Good_mix","5B",210672.84741088652,5354.7737999999999,37.281609076453869,205547.58499413833,4753.0915000000005,34.97,5125.2624167481854,601.68229999999949,0.15233921357601887,1.7883924948913232E-2,2.3116090764538697,6.2004005023319236E-2]
[null,null,null,null,null,null,null,null,null,"5BBetter_elec",null,"Better_elec","5B",367612.29055273882,0,37.281609076453869,307806.28663540445,0,31.22,59806.003917334368,0,1.7776259756220507,0,6.0616090764538697,0.16258979230277457]
[null,null,null,null,null,null,null,null,null,"5BBetter_gas",null,"Better_gas","5B",210672.84741088652,5354.7737999999999,37.281609076453869,205547.58499413833,4045.9155999999998,32.869999999999997,5125.2624167481854,1308.8582000000001,0.15233921357601887,3.8903457551551182E-2,4.4116090764538711,0.11833204589981426]
[null,null,null,null,null,null,null,null,null,"5BBetter_mix",null,"Better_mix","5B",239838.2928974047,4359.6487999999999,37.281609076453869,202727.77842907386,3516.4983000000002,31.01,37110.514468330832,843.15049999999974,1.1030433429189919,2.506113319710198E-2,6.271609076453867,0.168222596390424]
[null,null,null,null,null,null,null,null,null,"5BBest_elec",null,"Best_elec","5B",367376.4805716782,8.0458365537879626,37.281609076453869,256555.85287221571,1.4278999999999999,26.02,110820.62769946249,6.6179365537879624,3.2939439776916215,1.9670626947911461E-4,11.261609076453869,0.30206875066361927]
[null,null,null,null,null,null,null,null,null,"5BBest_gas",null,"Best_gas","5B",210672.84741088652,5354.7737999999999,37.281609076453869,211619.34056271979,1658.5891000000001,26.39,-946.49315183327417,3696.1846999999998,-2.8132807782523476E-2,0.10986244696266022,10.891609076453868,0.29214428631871298]
[null,null,null,null,null,null,null,null,null,"5BBest_mix",null,"Best_mix","5B",367330.88848242705,9.6014386390372994,37.281609076453869,264604.63950762019,1.4278999999999999,26.84,102726.24897480685,8.1735386390373002,3.0533531183297598,2.4294374554077058E-4,10.441609076453869,0.28007399184517839]

{"sheet":"Ops Calc","index":8,"n_rows":107,"n_cols":20,"rows_kept":107,"cut":false,"hidden":true,"merged":[]}
["HIDE THIS TAB"]
[]
[null,"Project:",{"$f":"'3-Project Input'!E15","v":""}]
[null,"PT ID:"]
[null,null,null,null,null,null,{"$f":"G8/F8","v":{"$error":"#VALUE!"}},null,{"$f":"I8/H8","v":{"$error":"#VALUE!"}}]
[null,null,"Installation Measures:",null,null,null,null,null,null,null,null,null,null,null,"from CEC"]
[null,null,"Measure","Notes","Quantity","Elec Savings","Elec Incentive","Gas Savings","Gas Incentive","Total Incentive","Measure Value","Measure Units","Baseline Value","Baseline Units","% Electric Allocation","% Gas Allocation","Sector","Sub-sector","Electric Load Profile","Gas Load Profile"]
[null,null,{"$f":"\"MSO Multifamily, \"&'3-Project Input'!M98&\" Tier, 2021\"","v":"MSO Multifamily, Does not qualify Tier, 2021"},null,1,{"$f":"'3-Project Input'!G99","v":0},{"$f":"IF(ROUND(J8*O8,2)+ROUND(J8*P8,2)<>J8,ROUNDUP(J8*O8,2),ROUND(J8*O8,2))","v":{"$error":"#VALUE!"}},{"$f":"'3-Project Input'!G100","v":0},{"$f":"IF(ROUND(J8*O8,2)+ROUND(J8*P8,2)<>J8,ROUNDDOWN(J8*P8,2),ROUND(J8*P8,2))","v":{"$error":"#VALUE!"}},{"$f":"'3-Project Input'!G101","v":"Does not qualify"}]
[null,null,"MS Elective, Aerators, 2021 code",{"$f":"K9&\" \"&IF(L9=\"n/a\",\"\",L9)","v":" "},{"$f":"IF(OR('3-Project Input'!G70<'3-Project Input'!E70,'3-Project Input'!G71<'3-Project Input'!E71),1,0)","v":0},null,null,null,null,null,{"$f":"IF(E9=1,AVERAGE('3-Project Input'!G70:G71),\"\")","v":""},{"$f":"IF(E9=1,\"GPM\",\"\")","v":""},{"$f":"AVERAGE('3-Project Input'!E70:E71)","v":{"$error":"#DIV/0!"}},"GPM"]
[null,null,"MS Elective, Air tightness, 2021 code"," ",{"$f":"IF('3-Project Input'!G41<'3-Project Input'!E41,1,0)","v":0},null,null,null,null,null,{"$f":"IF(E10=1,'3-Project Input'!G41,\"\")","v":""},{"$f":"IF(E10=1,\"cfm/sf @ 0.3in\",\"\")","v":""},{"$f":"'3-Project Input'!E41","v":""},"cfm/sf @ 0.3in"]
[null,null,"MS Elective, Bi-level control in corridors, 2021"," ",{"$f":"IF('3-Project Input'!G65=\"Y\",1,0)","v":0},null,null,null,null,null,{"$f":"IF(E11=1,'3-Project Input'!G65,\"\")","v":""},{"$f":"IF(E11=1,\"n/a\",\"\")","v":""},{"$f":"'3-Project Input'!E65","v":""},"n/a"]
[null,null,"MS Elective, Clothes Washer, 2021"," ",{"$f":"IF(AND('3-Project Input'!G73<>\"\",'3-Project Input'!G73<>'3-Project Input'!E73),1,0)","v":0},null,null,null,null,null,{"$f":"IF(E12=1,'3-Project Input'!G73,\"\")","v":""},{"$f":"IF(E12=1,\"n/a\",\"\")","v":""},{"$f":"'3-Project Input'!E73","v":""},"n/a"]
[null,null,"MS Elective, Condensing boiler, 2021"," ",{"$f":"IF(AND('3-Project Input'!G49=\"PTAC - HW (condensing NG boiler)\",'3-Project Input'!G50>0.88),1,0)","v":0},null,null,null,null,null,{"$f":"IF(E13=1,'3-Project Input'!G50,\"\")","v":""},{"$f":"IF(E13=1,\"Et\",\"\")","v":""},{"$f":"'3-Project Input'!E50","v":""},"Et"]
[null,null,"MS Elective, Condensing DHW (in-unit or central), 2021"," ",{"$f":"IF(OR('3-Project Input'!G68=\"Condensing - Central Storage Tank\",'3-Project Input'!G68=\"Condensing - In-Unit Storage Tank\"),1,0)","v":0},null,null,null,null,null,{"$f":"IF(E14=1,'3-Project Input'!G69,\"\")","v":""},{"$f":"IF(E14=1,'3-Project Input'!H69,\"\")","v":""},{"$f":"'3-Project Input'!E50","v":""},"Et"]
[null,null,"MS Elective, Condensing high-efficiency furnace, 2021"," ",{"$f":"IF(AND('3-Project Input'!G49=\"Furnace\",'3-Project Input'!G50>0.88),1,0)","v":0},null,null,null,null,null,{"$f":"IF(E15=1,'3-Project Input'!G50,\"\")","v":""},{"$f":"IF(E15=1,\"Et\",\"\")","v":""},{"$f":"'3-Project Input'!E50","v":""},"Et"]
[null,null,"MS Elective, DHP in living units, 2021 code",{"$f":"IF(E16=1,'3-Project Input'!G47&\" \"&'3-Project Input'!H47&\", \"&'3-Project Input'!G50&\" \"&'3-Project Input'!H50,\"\")","v":""},{"$f":"IF('3-Project Input'!G46=\"DHP\",1,0)","v":0},null,null,null,null,null,{"$f":"IF(E16=1,'3-Project Input'!G46&\"|\"&'3-Project Input'!G47,\"\")","v":""},{"$f":"IF(E16=1,\"system type|\"&'3-Project Input'!H47,\"\")","v":""},{"$f":"'3-Project Input'!E46&\"|\"&'3-Project Input'!E47","v":"|"},"system type|EER"]
[null,null,"MS Elective, Dishwasher, 2021",{"$f":"K17&\" \"&IF(L17=\"n/a\",\"\",L17)","v":" "},{"$f":"IF(AND('3-Project Input'!G75<>\"\",'3-Project Input'!G75<>'3-Project Input'!E75),1,0)","v":0},null,null,null,null,null,{"$f":"IF(E17=1,'3-Project Input'!G75,\"\")","v":""},{"$f":"IF(E17=1,\"n/a\",\"\")","v":""},{"$f":"'3-Project Input'!E75","v":""},"n/a"]
[null,null,"MS Elective, Dryer, 2021",{"$f":"K18&\" \"&IF(L18=\"n/a\",\"\",L18)","v":" "},{"$f":"IF(AND('3-Project Input'!G74<>\"\",'3-Project Input'!G74<>'3-Project Input'!E74),1,0)","v":0},null,null,null,null,null,{"$f":"IF(E18=1,'3-Project Input'!G74,\"\")","v":""},{"$f":"IF(E18=1,\"n/a\",\"\")","v":""},{"$f":"'3-Project Input'!E74","v":""},"n/a"]
[null,null,"MS Elective, Efficient exhaust fans, 2021",{"$f":"K19&\" \"&IF(L19=\"n/a\",\"\",L19)","v":" "},{"$f":"IF('3-Project Input'!G60<'3-Project Input'!E60,1,0)","v":0},null,null,null,null,null,{"$f":"IF(E19=1,'3-Project Input'!G60,\"\")","v":""},{"$f":"IF(E19=1,\"W/cfm\",\"\")","v":""},{"$f":"'3-Project Input'!E60","v":""},"W/cfm"]
[null,null,"MS Elective, Energy Recovery Ventilation (ERV), 2021",{"$f":"K20&\" \"&IF(L20=\"n/a\",\"\",L20)","v":"Y "},{"$f":"IF(AND('3-Project Input'!G56=\"Y\",AND('3-Project Input'!G57>0.6,'3-Project Input'!G58>0.6)),1,0)","v":1},null,null,null,null,null,{"$f":"IF(E20=1,'3-Project Input'!G56,\"\")","v":"Y"},{"$f":"IF(E20=1,\"n/a\",\"\")","v":"n/a"},{"$f":"'3-Project Input'!E56","v":""},"n/a"]
[null,null,"MS Elective, Exterior lighting power reduction, 2021",{"$f":"K21&IF(OR(L21=\"n/a\",L21=\"\"),\"\",L21&\" better than code\")","v":""},{"$f":"IF(AND('3-Project Input'!G66<>\"\",'3-Project Input'!G66<>'3-Project Input'!E66),1,0)","v":0},null,null,null,null,null,{"$f":"IF(E21=1,'3-Project Input'!G66*100,\"\")","v":""},{"$f":"IF(E21=1,\"%\",\"\")","v":""},{"$f":"'3-Project Input'!E66","v":""},"%"]
[null,null,"MS Elective, Foundation insulation, 2021",{"$f":"K22&\" \"&IF(L22=\"n/a\",\"\",L22)","v":" "},{"$f":"IF(AND('3-Project Input'!G40<>\"\",'3-Project Input'!G40>'3-Project Input'!E40),1,0)","v":0},null,null,null,null,null,{"$f":"IF(E22=1,'3-Project Input'!G40,\"\")","v":""},{"$f":"IF(E22=1,\"R-value\",\"\")","v":""},{"$f":"'3-Project Input'!E40","v":""},"R-value"]
[null,null,"MS Elective, Heat Pump Water Heater, 2021",{"$f":"K23&\" \"&IF(L23=\"n/a\",\"\",L23)","v":" "},{"$f":"IF('3-Project Input'!G68=\"Heat Pump Water Heater - In-Unit\",1,0)","v":0},null,null,null,null,null,{"$f":"IF(E23=1,'3-Project Input'!G69,\"\")","v":""},{"$f":"IF(E23=1,'3-Project Input'!H69,\"\")","v":""},{"$f":"'3-Project Input'!E50","v":""},"Et"]
[null,null,"MS Elective, High-efficiency split system, 2021",{"$f":"K24&\" \"&IF(L24=\"n/a\",\"\",L24)","v":" "},{"$f":"IF('3-Project Input'!G46=\"High-Efficiency Split System\",1,0)","v":0},null,null,null,null,null,{"$f":"IF(E24=1,'3-Project Input'!G47,\"\")","v":""},{"$f":"IF(E24=1,'3-Project Input'!H47,\"\")","v":""},{"$f":"'3-Project Input'!E47","v":""},"EER"]
[null,null,"MS Elective, High-performance windows, 2021",{"$f":"IF(E25=1,'3-Project Input'!G42&\" U-value, \"&'3-Project Input'!G43&\" SHGC\",\"\")","v":""},{"$f":"IF(OR('3-Project Input'!G42<'3-Project Input'!E42,'3-Project Input'!G43<'3-Project Input'!E43),1,0)","v":0},null,null,null,null,null,{"$f":"IF(E25=1,'3-Project Input'!G42&\"|\"&'3-Project Input'!G43,\"\")","v":""},{"$f":"IF(E25=1,\"U-value|SHGC\",\"\")","v":""},{"$f":"'3-Project Input'!E42&\"|\"&'3-Project Input'!E43","v":"|"},"U-value|SHGC"]
[null,null,"MS Elective, LPD reduction in living units, 2021",{"$f":"K26&\" \"&IF(L26=\"n/a\",\"\",L26)","v":" "},{"$f":"IF('3-Project Input'!G61<'3-Project Input'!E61,1,0)","v":0},null,null,null,null,null,{"$f":"IF(E26=1,AVERAGE('3-Project Input'!G61:G64),\"\")","v":""},{"$f":"IF(E26=1,\"LPD\",\"\")","v":""},{"$f":"AVERAGE('3-Project Input'!E61:E64)","v":{"$error":"#DIV/0!"}},"LPD"]
[null,null,"MS Elective, Overhangs, 2021",{"$f":"K27&\" \"&IF(L27=\"n/a\",\"\",L27)","v":" "},{"$f":"IF('3-Project Input'!G45=\"Y\",1,0)","v":0},null,null,null,null,null,{"$f":"IF(E27=1,'3-Project Input'!G45,\"\")","v":""},{"$f":"IF(E27=1,\"n/a\",\"\")","v":""},{"$f":"'3-Project Input'!E45","v":""},"n/a"]
[null,null,"MS Elective, PTHP (in-unit), 2021",{"$f":"IF(E28=1,'3-Project Input'!G47&\" \"&'3-Project Input'!H47&\", \"&'3-Project Input'!G50&\" \"&'3-Project Input'!H50,\"\")","v":""},{"$f":"IF('3-Project Input'!G49=\"PTHP - DX Coils\",1,0)","v":0},null,null,null,null,null,{"$f":"IF(E28=1,'3-Project Input'!G46&\"|\"&'3-Project Input'!G47,\"\")","v":""},{"$f":"IF(E28=1,\"system type|\"&'3-Project Input'!H47,\"\")","v":""},{"$f":"'3-Project Input'!E46&\"|\"&'3-Project Input'!E47","v":"|"},"system type|EER"]
[null,null,"MS Elective, Refrigerator, 2021",{"$f":"K29&\" \"&IF(L29=\"n/a\",\"\",L29)","v":" "},{"$f":"IF(AND('3-Project Input'!G72<>\"\",'3-Project Input'!G72<>'3-Project Input'!E72),1,0)","v":0},null,null,null,null,null,{"$f":"IF(E29=1,'3-Project Input'!G72,\"\")","v":""},{"$f":"IF(E29=1,\"n/a\",\"\")","v":""},{"$f":"'3-Project Input'!E72","v":""},"n/a"]
[null,null,"MS Elective, Roof insulation, 2021",{"$f":"K30&\" \"&IF(L30=\"n/a\",\"\",L30)","v":" "},{"$f":"IF(AND('3-Project Input'!G38<>\"\",'3-Project Input'!G38>'3-Project Input'!E38),1,0)","v":0},null,null,null,null,null,{"$f":"IF(E30=1,'3-Project Input'!G38,\"\")","v":""},{"$f":"IF(E30=1,\"R-value\",\"\")","v":""},{"$f":"'3-Project Input'!E38","v":""},"R-value"]
[null,null,"MS Elective, Tankless DHW, 2021",{"$f":"K31&\" \"&IF(L31=\"n/a\",\"\",L31)","v":" "},{"$f":"IF(OR('3-Project Input'!G68=\"Condensing - Tankless\",'3-Project Input'!G68=\"Standard - Tankless\"),1,0)","v":0},null,null,null,null,null,{"$f":"IF(E31=1,'3-Project Input'!G69,\"\")","v":""},{"$f":"IF(E31=1,'3-Project Input'!H69,\"\")","v":""},{"$f":"'3-Project Input'!E50","v":""},"Et"]
[null,null,"MS Elective, Variable Refrigerant Flow (VRF), 2021",{"$f":"IF(E32=1,'3-Project Input'!G47&\" \"&'3-Project Input'!H47&\", \"&'3-Project Input'!G50&\" \"&'3-Project Input'!H50,\"\")","v":""},{"$f":"IF('3-Project Input'!G46=\"VRF\",1,0)","v":0},null,null,null,null,null,{"$f":"IF(E32=1,'3-Project Input'!G46&\"|\"&'3-Project Input'!G47,\"\")","v":""},{"$f":"IF(E32=1,\"system type|\"&'3-Project Input'!H49,\"\")","v":""},{"$f":"'3-Project Input'!E46&\"|\"&'3-Project Input'!E47","v":"|"},"system type|EER"]
[null,null,"MS Elective, Wall insulation, 2021",{"$f":"IF(E33=1,'3-Project Input'!G36&\" R-value c.i., \"&'3-Project Input'!G37&\" R-value fill\",\"\")","v":""},{"$f":"IF(AND(OR('3-Project Input'!G36<>\"\",'3-Project Input'!G37<>\"\"),OR('3-Project Input'!G36>'3-Project Input'!E36,'3-Project Input'!G37>'3-Project Input'!E37)),1,0)","v":0},null,null,null,null,null,{"$f":"IF(E33=1,'3-Project Input'!E36&\"|\"&'3-Project Input'!E37,\"\")","v":""},{"$f":"IF(E33=1,\"R-value c.i.|fill\",\"\")","v":""},{"$f":"'3-Project Input'!E36&\"|\"&'3-Project Input'!E37","v":"|"},"R-value c.i.|fill"]
[null,null,"MS Elective, Window-to-Wall Ratio (WWR), 2021",{"$f":"K34&\" \"&IF(L34=\"n/a\",\"\",L34)","v":" "},{"$f":"IF('3-Project Input'!G44<'3-Project Input'!E44,1,0)","v":0},null,null,null,null,null,{"$f":"IF(E34=1,'3-Project Input'!G44,\"\")","v":""},{"$f":"IF(E34=1,\"n/a\",\"\")","v":""},{"$f":"'3-Project Input'!E44","v":""},"n/a"]
[null,null,"Total",null,1,{"$f":"F8","v":0},{"$f":"G8","v":{"$error":"#VALUE!"}},{"$f":"H8","v":0},{"$f":"I8","v":{"$error":"#VALUE!"}},{"$f":"J8","v":"Does not qualify"}]
[]
[]
[]
[]
[null,"Exports and imports for program use:"]
[null,null,"1-Early Design Planning",null,null,null,null,null,null,null,null,null,"3-Project Input"]
[]
[null,null,"PROJECT INFORMATION"]
[]
[null,null,"Project Name:",{"$f":"'1-Early Design Planning'!E7","v":0},null,null,null,null,null,null,null,null,{"$f":"'3-Project Input'!E15","v":""}]
[null,null,"Project City:",{"$f":"'1-Early Design Planning'!E8","v":0},null,null,null,null,null,null,null,null,{"$f":"'3-Project Input'!E16","v":""}]
[null,null,"Project Zip Code:",{"$f":"'1-Early Design Planning'!E9","v":0},null,null,null,null,null,null,null,null,{"$f":"'3-Project Input'!E17","v":""}]
[null,null,"Total Square Footage:",{"$f":"'1-Early Design Planning'!E10","v":0},null,null,null,null,null,null,null,null,{"$f":"'3-Project Input'!E18","v":""}]
[null,null,"Project Square Footage:",{"$f":"'1-Early Design Planning'!E11","v":0},null,null,null,null,null,null,null,null,{"$f":"'3-Project Input'!E19","v":""}]
[null,null,"Total Number of Floors:",{"$f":"'1-Early Design Planning'!E12","v":0},null,null,null,null,null,null,null,null,{"$f":"'3-Project Input'!E20","v":""}]
[null,null,"Total Number of Residential Floors:",{"$f":"'1-Early Design Planning'!E13","v":0},null,null,null,null,null,null,null,null,{"$f":"'3-Project Input'!E21","v":""}]
[null,null,"Building Type:",{"$f":"'1-Early Design Planning'!E14","v":""},null,null,null,null,null,null,null,null,{"$f":"'3-Project Input'!E22","v":""}]
[null,null,"Target EUI",{"$f":"'1-Early Design Planning'!E15","v":0},null,null,null,null,null,null,null,null,{"$f":"'3-Project Input'!E23","v":""}]
[null,null,"Code EUI",{"$f":"'1-Early Design Planning'!E16","v":0},null,null,null,null,null,null,null,null,{"$f":"'3-Project Input'!E24","v":""}]
[]
[null,null,"BUILDING INFORMATION"]
[]
[null,null,"Building Characteristics","Code Values",null,"Scenario 1",null,"Scenario 2",null,"Scenario 3",null,null,"Code Values",null,"Final Building Design"]
[null,"Envelope","Wall Insulation - continuous insulation (R-value)",{"$f":"'1-Early Design Planning'!E31","v":""},{"$f":"'1-Early Design Planning'!F31","v":"R-value"},{"$f":"IF(ISBLANK('1-Early Design Planning'!G31),$D59,'1-Early Design Planning'!G31)","v":""},{"$f":"IF(ISBLANK('1-Early Design Planning'!G31),$E59,'1-Early Design Planning'!H31)","v":"R-value"},{"$f":"IF(ISBLANK('1-Early Design Planning'!I31),$D59,'1-Early Design Planning'!I31)","v":""},{"$f":"IF(ISBLANK('1-Early Design Planning'!I31),$E59,'1-Early Design Planning'!J31)","v":"R-value"},{"$f":"IF(ISBLANK('1-Early Design Planning'!K31),$D59,'1-Early Design Planning'!K31)","v":""},{"$f":"IF(ISBLANK('1-Early Design Planning'!K31),$E59,'1-Early Design Planning'!L31)","v":"R-value"},null,{"$f":"'3-Project Input'!E36","v":""},{"$f":"'3-Project Input'!F36","v":"R-value"},{"$f":"IF(OR(ISBLANK('3-Project Input'!G36),'3-Project Input'!G36=\"\"),$M59,'3-Project Input'!G36)","v":""},{"$f":"IF(OR(ISBLANK('3-Project Input'!G36),'3-Project Input'!G36=\"\"),$N59,'3-Project Input'!H36)","v":"R-value"}]
[null,null,"Wall Insulation - cavity (R-value)",{"$f":"'1-Early Design Planning'!E32","v":""},{"$f":"'1-Early Design Planning'!F32","v":"R-value"},{"$f":"IF(ISBLANK('1-Early Design Planning'!G32),$D60,'1-Early Design Planning'!G32)","v":""},{"$f":"IF(ISBLANK('1-Early Design Planning'!G32),$E60,'1-Early Design Planning'!H32)","v":"R-value"},{"$f":"IF(ISBLANK('1-Early Design Planning'!I32),$D60,'1-Early Design Planning'!I32)","v":""},{"$f":"IF(ISBLANK('1-Early Design Planning'!I32),$E60,'1-Early Design Planning'!J32)","v":"R-value"},{"$f":"IF(ISBLANK('1-Early Design Planning'!K32),$D60,'1-Early Design Planning'!K32)","v":""},{"$f":"IF(ISBLANK('1-Early Design Planning'!K32),$E60,'1-Early Design Planning'!L32)","v":"R-value"},null,{"$f":"'3-Project Input'!E37","v":""},{"$f":"'3-Project Input'!F37","v":"R-value"},{"$f":"IF(OR(ISBLANK('3-Project Input'!G37),'3-Project Input'!G37=\"\"),$M60,'3-Project Input'!G37)","v":""},{"$f":"IF(OR(ISBLANK('3-Project Input'!G37),'3-Project Input'!G37=\"\"),$N60,'3-Project Input'!H37)","v":"R-value"}]
[null,null,"Roof Insulation - entirely above deck (R-value)",{"$f":"'1-Early Design Planning'!E33","v":""},{"$f":"'1-Early Design Planning'!F33","v":"R-value"},{"$f":"IF(ISBLANK('1-Early Design Planning'!G33),$D61,'1-Early Design Planning'!G33)","v":""},{"$f":"IF(ISBLANK('1-Early Design Planning'!G33),$E61,'1-Early Design Planning'!H33)","v":"R-value"},{"$f":"IF(ISBLANK('1-Early Design Planning'!I33),$D61,'1-Early Design Planning'!I33)","v":""},{"$f":"IF(ISBLANK('1-Early Design Planning'!I33),$E61,'1-Early Design Planning'!J33)","v":"R-value"},{"$f":"IF(ISBLANK('1-Early Design Planning'!K33),$D61,'1-Early Design Planning'!K33)","v":""},{"$f":"IF(ISBLANK('1-Early Design Planning'!K33),$E61,'1-Early Design Planning'!L33)","v":"R-value"},null,{"$f":"'3-Project Input'!E38","v":""},{"$f":"'3-Project Input'!F38","v":"R-value"},{"$f":"IF(OR(ISBLANK('3-Project Input'!G38),'3-Project Input'!G38=\"\"),$M61,'3-Project Input'!G38)","v":""},{"$f":"IF(OR(ISBLANK('3-Project Input'!G38),'3-Project Input'!G38=\"\"),$N61,'3-Project Input'!H38)","v":"R-value"}]
[null,null,"Attic Roof Insulation - Cavity (R-value)",{"$f":"'1-Early Design Planning'!E34","v":""},{"$f":"'1-Early Design Planning'!F34","v":"R-value"},{"$f":"IF(ISBLANK('1-Early Design Planning'!G34),$D62,'1-Early Design Planning'!G34)","v":""},{"$f":"IF(ISBLANK('1-Early Design Planning'!G34),$E62,'1-Early Design Planning'!H34)","v":"R-value"},{"$f":"IF(ISBLANK('1-Early Design Planning'!I34),$D62,'1-Early Design Planning'!I34)","v":""},{"$f":"IF(ISBLANK('1-Early Design Planning'!I34),$E62,'1-Early Design Planning'!J34)","v":"R-value"},{"$f":"IF(ISBLANK('1-Early Design Planning'!K34),$D62,'1-Early Design Planning'!K34)","v":""},{"$f":"IF(ISBLANK('1-Early Design Planning'!K34),$E62,'1-Early Design Planning'!L34)","v":"R-value"},null,{"$f":"'3-Project Input'!E39","v":""},{"$f":"'3-Project Input'!F39","v":"R-value"},{"$f":"IF(OR(ISBLANK('3-Project Input'!G39),'3-Project Input'!G39=\"\"),$M62,'3-Project Input'!G39)","v":""},{"$f":"IF(OR(ISBLANK('3-Project Input'!G39),'3-Project Input'!G39=\"\"),$N62,'3-Project Input'!H39)","v":"R-value"}]
[null,null,"Foundation Insulation (R-value) ",{"$f":"'1-Early Design Planning'!E35","v":""},{"$f":"'1-Early Design Planning'!F35","v":"R-value"},{"$f":"IF(ISBLANK('1-Early Design Planning'!G35),$D63,'1-Early Design Planning'!G35)","v":""},{"$f":"IF(ISBLANK('1-Early Design Planning'!G35),$E63,'1-Early Design Planning'!H35)","v":"R-value"},{"$f":"IF(ISBLANK('1-Early Design Planning'!I35),$D63,'1-Early Design Planning'!I35)","v":""},{"$f":"IF(ISBLANK('1-Early Design Planning'!I35),$E63,'1-Early Design Planning'!J35)","v":"R-value"},{"$f":"IF(ISBLANK('1-Early Design Planning'!K35),$D63,'1-Early Design Planning'!K35)","v":""},{"$f":"IF(ISBLANK('1-Early Design Planning'!K35),$E63,'1-Early Design Planning'!L35)","v":"R-value"},null,{"$f":"'3-Project Input'!E40","v":""},{"$f":"'3-Project Input'!F40","v":"R-value"},{"$f":"IF(OR(ISBLANK('3-Project Input'!G40),'3-Project Input'!G40=\"\"),$M63,'3-Project Input'!G40)","v":""},{"$f":"IF(OR(ISBLANK('3-Project Input'!G40),'3-Project Input'!G40=\"\"),$N63,'3-Project Input'!H40)","v":"R-value"}]
[null,null,"Air Tightness (CFM/sq ft at 0.3 in)",{"$f":"'1-Early Design Planning'!E36","v":""},{"$f":"'1-Early Design Planning'!F36","v":"cfm/sq ft at 0.3 inH2O"},{"$f":"IF(ISBLANK('1-Early Design Planning'!G36),$D64,'1-Early Design Planning'!G36)","v":""},{"$f":"IF(ISBLANK('1-Early Design Planning'!G36),$E64,'1-Early Design Planning'!H36)","v":"cfm/sq ft at 0.3 inH2O"},{"$f":"IF(ISBLANK('1-Early Design Planning'!I36),$D64,'1-Early Design Planning'!I36)","v":""},{"$f":"IF(ISBLANK('1-Early Design Planning'!I36),$E64,'1-Early Design Planning'!J36)","v":"cfm/sq ft at 0.3 inH2O"},{"$f":"IF(ISBLANK('1-Early Design Planning'!K36),$D64,'1-Early Design Planning'!K36)","v":""},{"$f":"IF(ISBLANK('1-Early Design Planning'!K36),$E64,'1-Early Design Planning'!L36)","v":"cfm/sq ft at 0.3 inH2O"},null,{"$f":"'3-Project Input'!E41","v":""},{"$f":"'3-Project Input'!F41","v":"cfm/sq ft at 0.3 inH2O"},{"$f":"IF(OR(ISBLANK('3-Project Input'!G41),'3-Project Input'!G41=\"\"),$M64,'3-Project Input'!G41)","v":""},{"$f":"IF(OR(ISBLANK('3-Project Input'!G41),'3-Project Input'!G41=\"\"),$N64,'3-Project Input'!H41)","v":"cfm/sq ft at 0.3 inH2O"}]
[null,null,"Window - U-Value",{"$f":"'1-Early Design Planning'!E37","v":""},{"$f":"'1-Early Design Planning'!F37","v":"U-value"},{"$f":"IF(ISBLANK('1-Early Design Planning'!G37),$D65,'1-Early Design Planning'!G37)","v":""},{"$f":"IF(ISBLANK('1-Early Design Planning'!G37),$E65,'1-Early Design Planning'!H37)","v":"U-value"},{"$f":"IF(ISBLANK('1-Early Design Planning'!I37),$D65,'1-Early Design Planning'!I37)","v":""},{"$f":"IF(ISBLANK('1-Early Design Planning'!I37),$E65,'1-Early Design Planning'!J37)","v":"U-value"},{"$f":"IF(ISBLANK('1-Early Design Planning'!K37),$D65,'1-Early Design Planning'!K37)","v":""},{"$f":"IF(ISBLANK('1-Early Design Planning'!K37),$E65,'1-Early Design Planning'!L37)","v":"U-value"},null,{"$f":"'3-Project Input'!E42","v":""},{"$f":"'3-Project Input'!F42","v":"U-value"},{"$f":"IF(OR(ISBLANK('3-Project Input'!G42),'3-Project Input'!G42=\"\"),$M65,'3-Project Input'!G42)","v":""},{"$f":"IF(OR(ISBLANK('3-Project Input'!G42),'3-Project Input'!G42=\"\"),$N65,'3-Project Input'!H42)","v":"U-value"}]
[null,null,"Window - SHGC",{"$f":"'1-Early Design Planning'!E38","v":""},{"$f":"'1-Early Design Planning'!F38","v":"SHGC"},{"$f":"IF(ISBLANK('1-Early Design Planning'!G38),$D66,'1-Early Design Planning'!G38)","v":""},{"$f":"IF(ISBLANK('1-Early Design Planning'!G38),$E66,'1-Early Design Planning'!H38)","v":"SHGC"},{"$f":"IF(ISBLANK('1-Early Design Planning'!I38),$D66,'1-Early Design Planning'!I38)","v":""},{"$f":"IF(ISBLANK('1-Early Design Planning'!I38),$E66,'1-Early Design Planning'!J38)","v":"SHGC"},{"$f":"IF(ISBLANK('1-Early Design Planning'!K38),$D66,'1-Early Design Planning'!K38)","v":""},{"$f":"IF(ISBLANK('1-Early Design Planning'!K38),$E66,'1-Early Design Planning'!L38)","v":"SHGC"},null,{"$f":"'3-Project Input'!E43","v":""},{"$f":"'3-Project Input'!F43","v":"SHGC"},{"$f":"IF(OR(ISBLANK('3-Project Input'!G43),'3-Project Input'!G43=\"\"),$M66,'3-Project Input'!G43)","v":""},{"$f":"IF(OR(ISBLANK('3-Project Input'!G43),'3-Project Input'!G43=\"\"),$N66,'3-Project Input'!H43)","v":"SHGC"}]
[null,null,"Window-to-Wall Ratio",{"$f":"'1-Early Design Planning'!E39","v":""},{"$f":"'1-Early Design Planning'!F39","v":"n/a"},{"$f":"IF(ISBLANK('1-Early Design Planning'!G39),$D67,'1-Early Design Planning'!G39)","v":""},{"$f":"IF(ISBLANK('1-Early Design Planning'!G39),$E67,'1-Early Design Planning'!H39)","v":"n/a"},{"$f":"IF(ISBLANK('1-Early Design Planning'!I39),$D67,'1-Early Design Planning'!I39)","v":""},{"$f":"IF(ISBLANK('1-Early Design Planning'!I39),$E67,'1-Early Design Planning'!J39)","v":"n/a"},{"$f":"IF(ISBLANK('1-Early Design Planning'!K39),$D67,'1-Early Design Planning'!K39)","v":""},{"$f":"IF(ISBLANK('1-Early Design Planning'!K39),$E67,'1-Early Design Planning'!L39)","v":"n/a"},null,{"$f":"'3-Project Input'!E44","v":""},{"$f":"'3-Project Input'!F44","v":"n/a"},{"$f":"IF(OR(ISBLANK('3-Project Input'!G44),'3-Project Input'!G44=\"\"),$M67,'3-Project Input'!G44)","v":""},{"$f":"IF(OR(ISBLANK('3-Project Input'!G44),'3-Project Input'!G44=\"\"),$N67,'3-Project Input'!H44)","v":"n/a"}]
[null,null,"Overhangs (ft)",{"$f":"'1-Early Design Planning'!E40","v":""},{"$f":"'1-Early Design Planning'!F40","v":"n/a"},{"$f":"IF(ISBLANK('1-Early Design Planning'!G40),$D68,'1-Early Design Planning'!G40)","v":""},{"$f":"IF(ISBLANK('1-Early Design Planning'!G40),$E68,'1-Early Design Planning'!H40)","v":"n/a"},{"$f":"IF(ISBLANK('1-Early Design Planning'!I40),$D68,'1-Early Design Planning'!I40)","v":""},{"$f":"IF(ISBLANK('1-Early Design Planning'!I40),$E68,'1-Early Design Planning'!J40)","v":"n/a"},{"$f":"IF(ISBLANK('1-Early Design Planning'!K40),$D68,'1-Early Design Planning'!K40)","v":""},{"$f":"IF(ISBLANK('1-Early Design Planning'!K40),$E68,'1-Early Design Planning'!L40)","v":"n/a"},null,{"$f":"'3-Project Input'!E45","v":""},{"$f":"'3-Project Input'!F45","v":"n/a"},{"$f":"IF(OR(ISBLANK('3-Project Input'!G45),'3-Project Input'!G45=\"\"),$M68,'3-Project Input'!G45)","v":""},{"$f":"IF(OR(ISBLANK('3-Project Input'!G45),'3-Project Input'!G45=\"\"),$N68,'3-Project Input'!H45)","v":"n/a"}]
[null,"Heating, Ventilating, and Air Conditioning System","Cooling System Type",{"$f":"'1-Early Design Planning'!E41","v":""},{"$f":"'1-Early Design Planning'!F41","v":"n/a"},{"$f":"IF(ISBLANK('1-Early Design Planning'!G41),$D69,'1-Early Design Planning'!G41)","v":""},{"$f":"IF(ISBLANK('1-Early Design Planning'!G41),$E69,'1-Early Design Planning'!H41)","v":"n/a"},{"$f":"IF(ISBLANK('1-Early Design Planning'!I41),$D69,'1-Early Design Planning'!I41)","v":""},{"$f":"IF(ISBLANK('1-Early Design Planning'!I41),$E69,'1-Early Design Planning'!J41)","v":"n/a"},{"$f":"IF(ISBLANK('1-Early Design Planning'!K41),$D69,'1-Early Design Planning'!K41)","v":""},{"$f":"IF(ISBLANK('1-Early Design Planning'!K41),$E69,'1-Early Design Planning'!L41)","v":"n/a"},null,{"$f":"'3-Project Input'!E46","v":""},{"$f":"'3-Project Input'!F46","v":"n/a"},{"$f":"IF(OR(ISBLANK('3-Project Input'!G46),'3-Project Input'!G46=\"\"),$M69,'3-Project Input'!G46)","v":""},{"$f":"IF(OR(ISBLANK('3-Project Input'!G46),'3-Project Input'!G46=\"\"),$N69,'3-Project Input'!H46)","v":"n/a"}]
[null,null,"Cooling Efficiency",{"$f":"'1-Early Design Planning'!E42","v":""},{"$f":"'1-Early Design Planning'!F42","v":"EER"},{"$f":"IF(ISBLANK('1-Early Design Planning'!G42),$D70,'1-Early Design Planning'!G42)","v":""},{"$f":"IF(ISBLANK('1-Early Design Planning'!G42),$E70,'1-Early Design Planning'!H42)","v":"EER"},{"$f":"IF(ISBLANK('1-Early Design Planning'!I42),$D70,'1-Early Design Planning'!I42)","v":""},{"$f":"IF(ISBLANK('1-Early Design Planning'!I42),$E70,'1-Early Design Planning'!J42)","v":"EER"},{"$f":"IF(ISBLANK('1-Early Design Planning'!K42),$D70,'1-Early Design Planning'!K42)","v":""},{"$f":"IF(ISBLANK('1-Early Design Planning'!K42),$E70,'1-Early Design Planning'!L42)","v":"EER"},null,{"$f":"'3-Project Input'!E47","v":""},{"$f":"'3-Project Input'!F47","v":"EER"},{"$f":"IF(OR(ISBLANK('3-Project Input'!G47),'3-Project Input'!G47=\"\"),$M70,'3-Project Input'!G47)","v":""},{"$f":"IF(OR(ISBLANK('3-Project Input'!G47),'3-Project Input'!G47=\"\"),$N70,'3-Project Input'!H47)","v":"EER"}]
[null,null,"Heating Fuel",{"$f":"'1-Early Design Planning'!E43","v":""},{"$f":"'1-Early Design Planning'!F43","v":"n/a"},{"$f":"IF(ISBLANK('1-Early Design Planning'!G43),$D71,'1-Early Design Planning'!G43)","v":""},{"$f":"IF(ISBLANK('1-Early Design Planning'!G43),$E71,'1-Early Design Planning'!H43)","v":"n/a"},{"$f":"IF(ISBLANK('1-Early Design Planning'!I43),$D71,'1-Early Design Planning'!I43)","v":""},{"$f":"IF(ISBLANK('1-Early Design Planning'!I43),$E71,'1-Early Design Planning'!J43)","v":"n/a"},{"$f":"IF(ISBLANK('1-Early Design Planning'!K43),$D71,'1-Early Design Planning'!K43)","v":""},{"$f":"IF(ISBLANK('1-Early Design Planning'!K43),$E71,'1-Early Design Planning'!L43)","v":"n/a"},null,{"$f":"'3-Project Input'!E48","v":""},{"$f":"'3-Project Input'!F48","v":"n/a"},{"$f":"IF(OR(ISBLANK('3-Project Input'!G48),'3-Project Input'!G48=\"\"),$M71,'3-Project Input'!G48)","v":""},{"$f":"IF(OR(ISBLANK('3-Project Input'!G48),'3-Project Input'!G48=\"\"),$N71,'3-Project Input'!H48)","v":"n/a"}]
[null,null,"Heating System Type",{"$f":"'1-Early Design Planning'!E44","v":""},{"$f":"'1-Early Design Planning'!F44","v":"n/a"},{"$f":"IF(ISBLANK('1-Early Design Planning'!G44),$D72,'1-Early Design Planning'!G44)","v":""},{"$f":"IF(ISBLANK('1-Early Design Planning'!G44),$E72,'1-Early Design Planning'!H44)","v":"n/a"},{"$f":"IF(ISBLANK('1-Early Design Planning'!I44),$D72,'1-Early Design Planning'!I44)","v":""},{"$f":"IF(ISBLANK('1-Early Design Planning'!I44),$E72,'1-Early Design Planning'!J44)","v":"n/a"},{"$f":"IF(ISBLANK('1-Early Design Planning'!K44),$D72,'1-Early Design Planning'!K44)","v":""},{"$f":"IF(ISBLANK('1-Early Design Planning'!K44),$E72,'1-Early Design Planning'!L44)","v":"n/a"},null,{"$f":"'3-Project Input'!E49","v":""},{"$f":"'3-Project Input'!F49","v":"n/a"},{"$f":"IF(OR(ISBLANK('3-Project Input'!G49),'3-Project Input'!G49=\"\"),$M72,'3-Project Input'!G49)","v":""},{"$f":"IF(OR(ISBLANK('3-Project Input'!G49),'3-Project Input'!G49=\"\"),$N72,'3-Project Input'!H49)","v":"n/a"}]
[null,null,"Heating Efficiency",{"$f":"'1-Early Design Planning'!E45","v":""},{"$f":"'1-Early Design Planning'!F45","v":"Et"},{"$f":"IF(ISBLANK('1-Early Design Planning'!G45),$D73,'1-Early Design Planning'!G45)","v":""},{"$f":"IF(ISBLANK('1-Early Design Planning'!G45),$E73,'1-Early Design Planning'!H45)","v":"Et"},{"$f":"IF(ISBLANK('1-Early Design Planning'!I45),$D73,'1-Early Design Planning'!I45)","v":""},{"$f":"IF(ISBLANK('1-Early Design Planning'!I45),$E73,'1-Early Design Planning'!J45)","v":"Et"},{"$f":"IF(ISBLANK('1-Early Design Planning'!K45),$D73,'1-Early Design Planning'!K45)","v":""},{"$f":"IF(ISBLANK('1-Early Design Planning'!K45),$E73,'1-Early Design Planning'!L45)","v":"Et"},null,{"$f":"'3-Project Input'!E50","v":""},{"$f":"'3-Project Input'!F50","v":"Et"},{"$f":"IF(OR(ISBLANK('3-Project Input'!G50),'3-Project Input'!G50=\"\"),$M73,'3-Project Input'!G50)","v":""},{"$f":"IF(OR(ISBLANK('3-Project Input'!G50),'3-Project Input'!G50=\"\"),$N73,'3-Project Input'!H50)","v":"Et"}]
[null,null,"Dedicated Outside Air System (Y or N)",{"$f":"'1-Early Design Planning'!E46","v":""},{"$f":"'1-Early Design Planning'!F46","v":"n/a"},{"$f":"IF(ISBLANK('1-Early Design Planning'!G46),$D74,'1-Early Design Planning'!G46)","v":""},{"$f":"IF(ISBLANK('1-Early Design Planning'!G46),$E74,'1-Early Design Planning'!H46)","v":"n/a"},{"$f":"IF(ISBLANK('1-Early Design Planning'!I46),$D74,'1-Early Design Planning'!I46)","v":""},{"$f":"IF(ISBLANK('1-Early Design Planning'!I46),$E74,'1-Early Design Planning'!J46)","v":"n/a"},{"$f":"IF(ISBLANK('1-Early Design Planning'!K46),$D74,'1-Early Design Planning'!K46)","v":""},{"$f":"IF(ISBLANK('1-Early Design Planning'!K46),$E74,'1-Early Design Planning'!L46)","v":"n/a"},null,{"$f":"'3-Project Input'!E51","v":""},{"$f":"'3-Project Input'!F51","v":"n/a"},{"$f":"IF(OR(ISBLANK('3-Project Input'!G51),'3-Project Input'!G51=\"\"),$M74,'3-Project Input'!G51)","v":""},{"$f":"IF(OR(ISBLANK('3-Project Input'!G51),'3-Project Input'!G51=\"\"),$N74,'3-Project Input'!H51)","v":"n/a"}]
[null,null,"Outside Air Heating Coil Type",{"$f":"'1-Early Design Planning'!E47","v":""},{"$f":"'1-Early Design Planning'!F47","v":"n/a"},{"$f":"IF(ISBLANK('1-Early Design Planning'!G47),$D75,'1-Early Design Planning'!G47)","v":""},{"$f":"IF(ISBLANK('1-Early Design Planning'!G47),$E75,'1-Early Design Planning'!H47)","v":"n/a"},{"$f":"IF(ISBLANK('1-Early Design Planning'!I47),$D75,'1-Early Design Planning'!I47)","v":""},{"$f":"IF(ISBLANK('1-Early Design Planning'!I47),$E75,'1-Early Design Planning'!J47)","v":"n/a"},{"$f":"IF(ISBLANK('1-Early Design Planning'!K47),$D75,'1-Early Design Planning'!K47)","v":""},{"$f":"IF(ISBLANK('1-Early Design Planning'!K47),$E75,'1-Early Design Planning'!L47)","v":"n/a"},null,{"$f":"'3-Project Input'!E52","v":""},{"$f":"'3-Project Input'!F52","v":"n/a"},{"$f":"IF(OR(ISBLANK('3-Project Input'!G52),'3-Project Input'!G52=\"\"),$M75,'3-Project Input'!G52)","v":""},{"$f":"IF(OR(ISBLANK('3-Project Input'!G52),'3-Project Input'!G52=\"\"),$N75,'3-Project Input'!H52)","v":"n/a"}]
[null,null,"Outside Air Heating Coil Efficiency",{"$f":"'1-Early Design Planning'!E48","v":""},{"$f":"'1-Early Design Planning'!F48","v":"n/a"},{"$f":"IF(ISBLANK('1-Early Design Planning'!G48),$D76,'1-Early Design Planning'!G48)","v":""},{"$f":"IF(ISBLANK('1-Early Design Planning'!G48),$E76,'1-Early Design Planning'!H48)","v":"n/a"},{"$f":"IF(ISBLANK('1-Early Design Planning'!I48),$D76,'1-Early Design Planning'!I48)","v":""},{"$f":"IF(ISBLANK('1-Early Design Planning'!I48),$E76,'1-Early Design Planning'!J48)","v":"n/a"},{"$f":"IF(ISBLANK('1-Early Design Planning'!K48),$D76,'1-Early Design Planning'!K48)","v":""},{"$f":"IF(ISBLANK('1-Early Design Planning'!K48),$E76,'1-Early Design Planning'!L48)","v":"n/a"},null,{"$f":"'3-Project Input'!E53","v":""},{"$f":"'3-Project Input'!F53","v":"n/a"},{"$f":"IF(OR(ISBLANK('3-Project Input'!G53),'3-Project Input'!G53=\"\"),$M76,'3-Project Input'!G53)","v":""},{"$f":"IF(OR(ISBLANK('3-Project Input'!G53),'3-Project Input'!G53=\"\"),$N76,'3-Project Input'!H53)","v":"n/a"}]
[null,null,"Outside Air Cooling Coil Type",{"$f":"'1-Early Design Planning'!E49","v":""},{"$f":"'1-Early Design Planning'!F49","v":"n/a"},{"$f":"IF(ISBLANK('1-Early Design Planning'!G49),$D77,'1-Early Design Planning'!G49)","v":""},{"$f":"IF(ISBLANK('1-Early Design Planning'!G49),$E77,'1-Early Design Planning'!H49)","v":"n/a"},{"$f":"IF(ISBLANK('1-Early Design Planning'!I49),$D77,'1-Early Design Planning'!I49)","v":""},{"$f":"IF(ISBLANK('1-Early Design Planning'!I49),$E77,'1-Early Design Planning'!J49)","v":"n/a"},{"$f":"IF(ISBLANK('1-Early Design Planning'!K49),$D77,'1-Early Design Planning'!K49)","v":""},{"$f":"IF(ISBLANK('1-Early Design Planning'!K49),$E77,'1-Early Design Planning'!L49)","v":"n/a"},null,{"$f":"'3-Project Input'!E54","v":""},{"$f":"'3-Project Input'!F54","v":"n/a"},{"$f":"IF(OR(ISBLANK('3-Project Input'!G54),'3-Project Input'!G54=\"\"),$M77,'3-Project Input'!G54)","v":""},{"$f":"IF(OR(ISBLANK('3-Project Input'!G54),'3-Project Input'!G54=\"\"),$N77,'3-Project Input'!H54)","v":"n/a"}]
[null,null,"Outside Air Cooling Coil Efficiency",{"$f":"'1-Early Design Planning'!E50","v":""},{"$f":"'1-Early Design Planning'!F50","v":"n/a"},{"$f":"IF(ISBLANK('1-Early Design Planning'!G50),$D78,'1-Early Design Planning'!G50)","v":""},{"$f":"IF(ISBLANK('1-Early Design Planning'!G50),$E78,'1-Early Design Planning'!H50)","v":"n/a"},{"$f":"IF(ISBLANK('1-Early Design Planning'!I50),$D78,'1-Early Design Planning'!I50)","v":""},{"$f":"IF(ISBLANK('1-Early Design Planning'!I50),$E78,'1-Early Design Planning'!J50)","v":"n/a"},{"$f":"IF(ISBLANK('1-Early Design Planning'!K50),$D78,'1-Early Design Planning'!K50)","v":""},{"$f":"IF(ISBLANK('1-Early Design Planning'!K50),$E78,'1-Early Design Planning'!L50)","v":"n/a"},null,{"$f":"'3-Project Input'!E55","v":""},{"$f":"'3-Project Input'!F55","v":"n/a"},{"$f":"IF(OR(ISBLANK('3-Project Input'!G55),'3-Project Input'!G55=\"\"),$M78,'3-Project Input'!G55)","v":""},{"$f":"IF(OR(ISBLANK('3-Project Input'!G55),'3-Project Input'!G55=\"\"),$N78,'3-Project Input'!H55)","v":"n/a"}]
[null,null,"Heat Recovery (Y or N)",{"$f":"'1-Early Design Planning'!E51","v":""},{"$f":"'1-Early Design Planning'!F51","v":"n/a"},{"$f":"IF(ISBLANK('1-Early Design Planning'!G51),$D79,'1-Early Design Planning'!G51)","v":"Y"},{"$f":"IF(ISBLANK('1-Early Design Planning'!G51),$E79,'1-Early Design Planning'!H51)","v":"n/a"},{"$f":"IF(ISBLANK('1-Early Design Planning'!I51),$D79,'1-Early Design Planning'!I51)","v":"Y"},{"$f":"IF(ISBLANK('1-Early Design Planning'!I51),$E79,'1-Early Design Planning'!J51)","v":"n/a"},{"$f":"IF(ISBLANK('1-Early Design Planning'!K51),$D79,'1-Early Design Planning'!K51)","v":"Y"},{"$f":"IF(ISBLANK('1-Early Design Planning'!K51),$E79,'1-Early Design Planning'!L51)","v":"n/a"},null,{"$f":"'3-Project Input'!E56","v":""},{"$f":"'3-Project Input'!F56","v":"n/a"},{"$f":"IF(OR(ISBLANK('3-Project Input'!G56),'3-Project Input'!G56=\"\"),$M79,'3-Project Input'!G56)","v":"Y"},{"$f":"IF(OR(ISBLANK('3-Project Input'!G56),'3-Project Input'!G56=\"\"),$N79,'3-Project Input'!H56)","v":"n/a"}]
[null,null,"Heat Recovery Sensible Efficiency",{"$f":"'1-Early Design Planning'!E52","v":""},{"$f":"'1-Early Design Planning'!F52","v":"n/a"},{"$f":"IF(ISBLANK('1-Early Design Planning'!G52),$D80,'1-Early Design Planning'!G52)","v":""},{"$f":"IF(ISBLANK('1-Early Design Planning'!G52),$E80,'1-Early Design Planning'!H52)","v":"n/a"},{"$f":"IF(ISBLANK('1-Early Design Planning'!I52),$D80,'1-Early Design Planning'!I52)","v":""},{"$f":"IF(ISBLANK('1-Early Design Planning'!I52),$E80,'1-Early Design Planning'!J52)","v":"n/a"},{"$f":"IF(ISBLANK('1-Early Design Planning'!K52),$D80,'1-Early Design Planning'!K52)","v":""},{"$f":"IF(ISBLANK('1-Early Design Planning'!K52),$E80,'1-Early Design Planning'!L52)","v":"n/a"},null,{"$f":"'3-Project Input'!E57","v":""},{"$f":"'3-Project Input'!F57","v":"n/a"},{"$f":"IF(OR(ISBLANK('3-Project Input'!G57),'3-Project Input'!G57=\"\"),$M80,'3-Project Input'!G57)","v":""},{"$f":"IF(OR(ISBLANK('3-Project Input'!G57),'3-Project Input'!G57=\"\"),$N80,'3-Project Input'!H57)","v":"n/a"}]
[null,null,"Heat Recovery Latent Efficiency",{"$f":"'1-Early Design Planning'!E53","v":""},{"$f":"'1-Early Design Planning'!F53","v":"n/a"},{"$f":"IF(ISBLANK('1-Early Design Planning'!G53),$D81,'1-Early Design Planning'!G53)","v":""},{"$f":"IF(ISBLANK('1-Early Design Planning'!G53),$E81,'1-Early Design Planning'!H53)","v":"n/a"},{"$f":"IF(ISBLANK('1-Early Design Planning'!I53),$D81,'1-Early Design Planning'!I53)","v":""},{"$f":"IF(ISBLANK('1-Early Design Planning'!I53),$E81,'1-Early Design Planning'!J53)","v":"n/a"},{"$f":"IF(ISBLANK('1-Early Design Planning'!K53),$D81,'1-Early Design Planning'!K53)","v":""},{"$f":"IF(ISBLANK('1-Early Design Planning'!K53),$E81,'1-Early Design Planning'!L53)","v":"n/a"},null,{"$f":"'3-Project Input'!E58","v":""},{"$f":"'3-Project Input'!F58","v":"n/a"},{"$f":"IF(OR(ISBLANK('3-Project Input'!G58),'3-Project Input'!G58=\"\"),$M81,'3-Project Input'!G58)","v":""},{"$f":"IF(OR(ISBLANK('3-Project Input'!G58),'3-Project Input'!G58=\"\"),$N81,'3-Project Input'!H58)","v":"n/a"}]
[null,null,"Bath Fan (Y or N)",{"$f":"'1-Early Design Planning'!E54","v":""},{"$f":"'1-Early Design Planning'!F54","v":"n/a"},{"$f":"IF(ISBLANK('1-Early Design Planning'!G54),$D82,'1-Early Design Planning'!G54)","v":""},{"$f":"IF(ISBLANK('1-Early Design Planning'!G54),$E82,'1-Early Design Planning'!H54)","v":"n/a"},{"$f":"IF(ISBLANK('1-Early Design Planning'!I54),$D82,'1-Early Design Planning'!I54)","v":""},{"$f":"IF(ISBLANK('1-Early Design Planning'!I54),$E82,'1-Early Design Planning'!J54)","v":"n/a"},{"$f":"IF(ISBLANK('1-Early Design Planning'!K54),$D82,'1-Early Design Planning'!K54)","v":""},{"$f":"IF(ISBLANK('1-Early Design Planning'!K54),$E82,'1-Early Design Planning'!L54)","v":"n/a"},null,{"$f":"'3-Project Input'!E59","v":""},{"$f":"'3-Project Input'!F59","v":"n/a"},{"$f":"IF(OR(ISBLANK('3-Project Input'!G59),'3-Project Input'!G59=\"\"),$M82,'3-Project Input'!G59)","v":""},{"$f":"IF(OR(ISBLANK('3-Project Input'!G59),'3-Project Input'!G59=\"\"),$N82,'3-Project Input'!H59)","v":"n/a"}]
[null,null,"Bath Fan Efficiency (W/cfm)",{"$f":"'1-Early Design Planning'!E55","v":""},{"$f":"'1-Early Design Planning'!F55","v":"W/cfm"},{"$f":"IF(ISBLANK('1-Early Design Planning'!G55),$D83,'1-Early Design Planning'!G55)","v":""},{"$f":"IF(ISBLANK('1-Early Design Planning'!G55),$E83,'1-Early Design Planning'!H55)","v":"W/cfm"},{"$f":"IF(ISBLANK('1-Early Design Planning'!I55),$D83,'1-Early Design Planning'!I55)","v":""},{"$f":"IF(ISBLANK('1-Early Design Planning'!I55),$E83,'1-Early Design Planning'!J55)","v":"W/cfm"},{"$f":"IF(ISBLANK('1-Early Design Planning'!K55),$D83,'1-Early Design Planning'!K55)","v":""},{"$f":"IF(ISBLANK('1-Early Design Planning'!K55),$E83,'1-Early Design Planning'!L55)","v":"W/cfm"},null,{"$f":"'3-Project Input'!E60","v":""},{"$f":"'3-Project Input'!F60","v":"W/cfm"},{"$f":"IF(OR(ISBLANK('3-Project Input'!G60),'3-Project Input'!G60=\"\"),$M83,'3-Project Input'!G60)","v":""},{"$f":"IF(OR(ISBLANK('3-Project Input'!G60),'3-Project Input'!G60=\"\"),$N83,'3-Project Input'!H60)","v":"W/cfm"}]
[null,"Lighting","In-unit Lighting Power Density (W/sq ft)",{"$f":"'1-Early Design Planning'!E56","v":""},{"$f":"'1-Early Design Planning'!F56","v":"W/sq ft"},{"$f":"IF(ISBLANK('1-Early Design Planning'!G56),$D84,'1-Early Design Planning'!G56)","v":""},{"$f":"IF(ISBLANK('1-Early Design Planning'!G56),$E84,'1-Early Design Planning'!H56)","v":"W/sq ft"},{"$f":"IF(ISBLANK('1-Early Design Planning'!I56),$D84,'1-Early Design Planning'!I56)","v":""},{"$f":"IF(ISBLANK('1-Early Design Planning'!I56),$E84,'1-Early Design Planning'!J56)","v":"W/sq ft"},{"$f":"IF(ISBLANK('1-Early Design Planning'!K56),$D84,'1-Early Design Planning'!K56)","v":""},{"$f":"IF(ISBLANK('1-Early Design Planning'!K56),$E84,'1-Early Design Planning'!L56)","v":"W/sq ft"},null,{"$f":"'3-Project Input'!E61","v":""},{"$f":"'3-Project Input'!F61","v":"W/sq ft"},{"$f":"IF(OR(ISBLANK('3-Project Input'!G61),'3-Project Input'!G61=\"\"),$M84,'3-Project Input'!G61)","v":""},{"$f":"IF(OR(ISBLANK('3-Project Input'!G61),'3-Project Input'!G61=\"\"),$N84,'3-Project Input'!H61)","v":"W/sq ft"}]
[null,null,"Corridor Lighting Power Density (W/sq ft)",{"$f":"'1-Early Design Planning'!E57","v":""},{"$f":"'1-Early Design Planning'!F57","v":"W/sq ft"},{"$f":"IF(ISBLANK('1-Early Design Planning'!G57),$D85,'1-Early Design Planning'!G57)","v":""},{"$f":"IF(ISBLANK('1-Early Design Planning'!G57),$E85,'1-Early Design Planning'!H57)","v":"W/sq ft"},{"$f":"IF(ISBLANK('1-Early Design Planning'!I57),$D85,'1-Early Design Planning'!I57)","v":""},{"$f":"IF(ISBLANK('1-Early Design Planning'!I57),$E85,'1-Early Design Planning'!J57)","v":"W/sq ft"},{"$f":"IF(ISBLANK('1-Early Design Planning'!K57),$D85,'1-Early Design Planning'!K57)","v":""},{"$f":"IF(ISBLANK('1-Early Design Planning'!K57),$E85,'1-Early Design Planning'!L57)","v":"W/sq ft"},null,{"$f":"'3-Project Input'!E62","v":""},{"$f":"'3-Project Input'!F62","v":"W/sq ft"},{"$f":"IF(OR(ISBLANK('3-Project Input'!G62),'3-Project Input'!G62=\"\"),$M85,'3-Project Input'!G62)","v":""},{"$f":"IF(OR(ISBLANK('3-Project Input'!G62),'3-Project Input'!G62=\"\"),$N85,'3-Project Input'!H62)","v":"W/sq ft"}]
[null,null,"Office Lighting Power Density (W/sq ft)",{"$f":"'1-Early Design Planning'!E58","v":""},{"$f":"'1-Early Design Planning'!F58","v":"W/sq ft"},{"$f":"IF(ISBLANK('1-Early Design Planning'!G58),$D86,'1-Early Design Planning'!G58)","v":""},{"$f":"IF(ISBLANK('1-Early Design Planning'!G58),$E86,'1-Early Design Planning'!H58)","v":"W/sq ft"},{"$f":"IF(ISBLANK('1-Early Design Planning'!I58),$D86,'1-Early Design Planning'!I58)","v":""},{"$f":"IF(ISBLANK('1-Early Design Planning'!I58),$E86,'1-Early Design Planning'!J58)","v":"W/sq ft"},{"$f":"IF(ISBLANK('1-Early Design Planning'!K58),$D86,'1-Early Design Planning'!K58)","v":""},{"$f":"IF(ISBLANK('1-Early Design Planning'!K58),$E86,'1-Early Design Planning'!L58)","v":"W/sq ft"},null,{"$f":"'3-Project Input'!E63","v":""},{"$f":"'3-Project Input'!F63","v":"W/sq ft"},{"$f":"IF(OR(ISBLANK('3-Project Input'!G63),'3-Project Input'!G63=\"\"),$M86,'3-Project Input'!G63)","v":""},{"$f":"IF(OR(ISBLANK('3-Project Input'!G63),'3-Project Input'!G63=\"\"),$N86,'3-Project Input'!H63)","v":"W/sq ft"}]
[null,null,"Elevator Lighting Power Density (W/sq ft)",{"$f":"'1-Early Design Planning'!E59","v":""},{"$f":"'1-Early Design Planning'!F59","v":"W/sq ft"},{"$f":"IF(ISBLANK('1-Early Design Planning'!G59),$D87,'1-Early Design Planning'!G59)","v":""},{"$f":"IF(ISBLANK('1-Early Design Planning'!G59),$E87,'1-Early Design Planning'!H59)","v":"W/sq ft"},{"$f":"IF(ISBLANK('1-Early Design Planning'!I59),$D87,'1-Early Design Planning'!I59)","v":""},{"$f":"IF(ISBLANK('1-Early Design Planning'!I59),$E87,'1-Early Design Planning'!J59)","v":"W/sq ft"},{"$f":"IF(ISBLANK('1-Early Design Planning'!K59),$D87,'1-Early Design Planning'!K59)","v":""},{"$f":"IF(ISBLANK('1-Early Design Planning'!K59),$E87,'1-Early Design Planning'!L59)","v":"W/sq ft"},null,{"$f":"'3-Project Input'!E64","v":""},{"$f":"'3-Project Input'!F64","v":"W/sq ft"},{"$f":"IF(OR(ISBLANK('3-Project Input'!G64),'3-Project Input'!G64=\"\"),$M87,'3-Project Input'!G64)","v":""},{"$f":"IF(OR(ISBLANK('3-Project Input'!G64),'3-Project Input'!G64=\"\"),$N87,'3-Project Input'!H64)","v":"W/sq ft"}]
[null,null,"Bi-level Lighting Control in Corridors\n(mid- and high-rise only)",{"$f":"'1-Early Design Planning'!E60","v":""},{"$f":"'1-Early Design Planning'!F60","v":"n/a"},{"$f":"IF(ISBLANK('1-Early Design Planning'!G60),$D88,'1-Early Design Planning'!G60)","v":""},{"$f":"IF(ISBLANK('1-Early Design Planning'!G60),$E88,'1-Early Design Planning'!H60)","v":"n/a"},{"$f":"IF(ISBLANK('1-Early Design Planning'!I60),$D88,'1-Early Design Planning'!I60)","v":""},{"$f":"IF(ISBLANK('1-Early Design Planning'!I60),$E88,'1-Early Design Planning'!J60)","v":"n/a"},{"$f":"IF(ISBLANK('1-Early Design Planning'!K60),$D88,'1-Early Design Planning'!K60)","v":""},{"$f":"IF(ISBLANK('1-Early Design Planning'!K60),$E88,'1-Early Design Planning'!L60)","v":"n/a"},null,{"$f":"'3-Project Input'!E65","v":""},{"$f":"'3-Project Input'!F65","v":"n/a"},{"$f":"IF(OR(ISBLANK('3-Project Input'!G65),'3-Project Input'!G65=\"\"),$M88,'3-Project Input'!G65)","v":""},{"$f":"IF(OR(ISBLANK('3-Project Input'!G65),'3-Project Input'!G65=\"\"),$N88,'3-Project Input'!H65)","v":"n/a"}]
[null,null,"Exterior Lighting",{"$f":"'1-Early Design Planning'!E61","v":""},{"$f":"'1-Early Design Planning'!F61","v":"n/a"},{"$f":"IF(ISBLANK('1-Early Design Planning'!G61),$D89,'1-Early Design Planning'!G61)","v":""},{"$f":"IF(ISBLANK('1-Early Design Planning'!G61),$E89,'1-Early Design Planning'!H61)","v":"n/a"},{"$f":"IF(ISBLANK('1-Early Design Planning'!I61),$D89,'1-Early Design Planning'!I61)","v":""},{"$f":"IF(ISBLANK('1-Early Design Planning'!I61),$E89,'1-Early Design Planning'!J61)","v":"n/a"},{"$f":"IF(ISBLANK('1-Early Design Planning'!K61),$D89,'1-Early Design Planning'!K61)","v":""},{"$f":"IF(ISBLANK('1-Early Design Planning'!K61),$E89,'1-Early Design Planning'!L61)","v":"n/a"},null,{"$f":"'3-Project Input'!E66","v":""},{"$f":"'3-Project Input'!F66","v":"n/a"},{"$f":"IF(OR(ISBLANK('3-Project Input'!G66),'3-Project Input'!G66=\"\"),$M89,'3-Project Input'!G66)","v":""},{"$f":"IF(OR(ISBLANK('3-Project Input'!G66),'3-Project Input'!G66=\"\"),$N89,'3-Project Input'!H66)","v":"n/a"}]
[null,"Domestic Hot Water","Domestic Hot Water Fuel",{"$f":"'1-Early Design Planning'!E62","v":""},{"$f":"'1-Early Design Planning'!F62","v":"n/a"},{"$f":"IF(ISBLANK('1-Early Design Planning'!G62),$D90,'1-Early Design Planning'!G62)","v":""},{"$f":"IF(ISBLANK('1-Early Design Planning'!G62),$E90,'1-Early Design Planning'!H62)","v":"n/a"},{"$f":"IF(ISBLANK('1-Early Design Planning'!I62),$D90,'1-Early Design Planning'!I62)","v":""},{"$f":"IF(ISBLANK('1-Early Design Planning'!I62),$E90,'1-Early Design Planning'!J62)","v":"n/a"},{"$f":"IF(ISBLANK('1-Early Design Planning'!K62),$D90,'1-Early Design Planning'!K62)","v":""},{"$f":"IF(ISBLANK('1-Early Design Planning'!K62),$E90,'1-Early Design Planning'!L62)","v":"n/a"},null,{"$f":"'3-Project Input'!E67","v":""},{"$f":"'3-Project Input'!F67","v":"n/a"},{"$f":"IF(OR(ISBLANK('3-Project Input'!G67),'3-Project Input'!G67=\"\"),$M90,'3-Project Input'!G67)","v":""},{"$f":"IF(OR(ISBLANK('3-Project Input'!G67),'3-Project Input'!G67=\"\"),$N90,'3-Project Input'!H67)","v":"n/a"}]
[null,null,"Water Heater Type",{"$f":"'1-Early Design Planning'!E63","v":""},{"$f":"'1-Early Design Planning'!F63","v":"n/a"},{"$f":"IF(ISBLANK('1-Early Design Planning'!G63),$D91,'1-Early Design Planning'!G63)","v":""},{"$f":"IF(ISBLANK('1-Early Design Planning'!G63),$E91,'1-Early Design Planning'!H63)","v":"n/a"},{"$f":"IF(ISBLANK('1-Early Design Planning'!I63),$D91,'1-Early Design Planning'!I63)","v":""},{"$f":"IF(ISBLANK('1-Early Design Planning'!I63),$E91,'1-Early Design Planning'!J63)","v":"n/a"},{"$f":"IF(ISBLANK('1-Early Design Planning'!K63),$D91,'1-Early Design Planning'!K63)","v":""},{"$f":"IF(ISBLANK('1-Early Design Planning'!K63),$E91,'1-Early Design Planning'!L63)","v":"n/a"},null,{"$f":"'3-Project Input'!E68","v":""},{"$f":"'3-Project Input'!F68","v":"n/a"},{"$f":"IF(OR(ISBLANK('3-Project Input'!G68),'3-Project Input'!G68=\"\"),$M91,'3-Project Input'!G68)","v":""},{"$f":"IF(OR(ISBLANK('3-Project Input'!G68),'3-Project Input'!G68=\"\"),$N91,'3-Project Input'!H68)","v":"n/a"}]
[null,null,"Water Heater Efficiency",{"$f":"'1-Early Design Planning'!E64","v":""},{"$f":"'1-Early Design Planning'!F64","v":"Et"},{"$f":"IF(ISBLANK('1-Early Design Planning'!G64),$D92,'1-Early Design Planning'!G64)","v":""},{"$f":"IF(ISBLANK('1-Early Design Planning'!G64),$E92,'1-Early Design Planning'!H64)","v":"Et"},{"$f":"IF(ISBLANK('1-Early Design Planning'!I64),$D92,'1-Early Design Planning'!I64)","v":""},{"$f":"IF(ISBLANK('1-Early Design Planning'!I64),$E92,'1-Early Design Planning'!J64)","v":"Et"},{"$f":"IF(ISBLANK('1-Early Design Planning'!K64),$D92,'1-Early Design Planning'!K64)","v":""},{"$f":"IF(ISBLANK('1-Early Design Planning'!K64),$E92,'1-Early Design Planning'!L64)","v":"Et"},null,{"$f":"'3-Project Input'!E69","v":""},{"$f":"'3-Project Input'!F69","v":"Et"},{"$f":"IF(OR(ISBLANK('3-Project Input'!G69),'3-Project Input'!G69=\"\"),$M92,'3-Project Input'!G69)","v":""},{"$f":"IF(OR(ISBLANK('3-Project Input'!G69),'3-Project Input'!G69=\"\"),$N92,'3-Project Input'!H69)","v":"Et"}]
[null,null,"Kitchen Aerator Flow (GPM)",{"$f":"'1-Early Design Planning'!E65","v":""},{"$f":"'1-Early Design Planning'!F65","v":"gpm"},{"$f":"IF(ISBLANK('1-Early Design Planning'!G65),$D93,'1-Early Design Planning'!G65)","v":""},{"$f":"IF(ISBLANK('1-Early Design Planning'!G65),$E93,'1-Early Design Planning'!H65)","v":"gpm"},{"$f":"IF(ISBLANK('1-Early Design Planning'!I65),$D93,'1-Early Design Planning'!I65)","v":""},{"$f":"IF(ISBLANK('1-Early Design Planning'!I65),$E93,'1-Early Design Planning'!J65)","v":"gpm"},{"$f":"IF(ISBLANK('1-Early Design Planning'!K65),$D93,'1-Early Design Planning'!K65)","v":""},{"$f":"IF(ISBLANK('1-Early Design Planning'!K65),$E93,'1-Early Design Planning'!L65)","v":"gpm"},null,{"$f":"'3-Project Input'!E70","v":""},{"$f":"'3-Project Input'!F70","v":"gpm"},{"$f":"IF(OR(ISBLANK('3-Project Input'!G70),'3-Project Input'!G70=\"\"),$M93,'3-Project Input'!G70)","v":""},{"$f":"IF(OR(ISBLANK('3-Project Input'!G70),'3-Project Input'!G70=\"\"),$N93,'3-Project Input'!H70)","v":"gpm"}]
[null,null,"Bath Aerator Flow (GPM)",{"$f":"'1-Early Design Planning'!E66","v":""},{"$f":"'1-Early Design Planning'!F66","v":"gpm"},{"$f":"IF(ISBLANK('1-Early Design Planning'!G66),$D94,'1-Early Design Planning'!G66)","v":""},{"$f":"IF(ISBLANK('1-Early Design Planning'!G66),$E94,'1-Early Design Planning'!H66)","v":"gpm"},{"$f":"IF(ISBLANK('1-Early Design Planning'!I66),$D94,'1-Early Design Planning'!I66)","v":""},{"$f":"IF(ISBLANK('1-Early Design Planning'!I66),$E94,'1-Early Design Planning'!J66)","v":"gpm"},{"$f":"IF(ISBLANK('1-Early Design Planning'!K66),$D94,'1-Early Design Planning'!K66)","v":""},{"$f":"IF(ISBLANK('1-Early Design Planning'!K66),$E94,'1-Early Design Planning'!L66)","v":"gpm"},null,{"$f":"'3-Project Input'!E71","v":""},{"$f":"'3-Project Input'!F71","v":"gpm"},{"$f":"IF(OR(ISBLANK('3-Project Input'!G71),'3-Project Input'!G71=\"\"),$M94,'3-Project Input'!G71)","v":""},{"$f":"IF(OR(ISBLANK('3-Project Input'!G71),'3-Project Input'!G71=\"\"),$N94,'3-Project Input'!H71)","v":"gpm"}]
[null,"Appliances","Refrigerator",{"$f":"'1-Early Design Planning'!E67","v":""},{"$f":"'1-Early Design Planning'!F67","v":"n/a"},{"$f":"IF(ISBLANK('1-Early Design Planning'!G67),$D95,'1-Early Design Planning'!G67)","v":""},{"$f":"IF(ISBLANK('1-Early Design Planning'!G67),$E95,'1-Early Design Planning'!H67)","v":"n/a"},{"$f":"IF(ISBLANK('1-Early Design Planning'!I67),$D95,'1-Early Design Planning'!I67)","v":""},{"$f":"IF(ISBLANK('1-Early Design Planning'!I67),$E95,'1-Early Design Planning'!J67)","v":"n/a"},{"$f":"IF(ISBLANK('1-Early Design Planning'!K67),$D95,'1-Early Design Planning'!K67)","v":""},{"$f":"IF(ISBLANK('1-Early Design Planning'!K67),$E95,'1-Early Design Planning'!L67)","v":"n/a"},null,{"$f":"'3-Project Input'!E72","v":""},{"$f":"'3-Project Input'!F72","v":"n/a"},{"$f":"IF(OR(ISBLANK('3-Project Input'!G72),'3-Project Input'!G72=\"\"),$M95,'3-Project Input'!G72)","v":""},{"$f":"IF(OR(ISBLANK('3-Project Input'!G72),'3-Project Input'!G72=\"\"),$N95,'3-Project Input'!H72)","v":"n/a"}]
[null,null,"Clothes washer",{"$f":"'1-Early Design Planning'!E68","v":""},{"$f":"'1-Early Design Planning'!F68","v":"n/a"},{"$f":"IF(ISBLANK('1-Early Design Planning'!G68),$D96,'1-Early Design Planning'!G68)","v":""},{"$f":"IF(ISBLANK('1-Early Design Planning'!G68),$E96,'1-Early Design Planning'!H68)","v":"n/a"},{"$f":"IF(ISBLANK('1-Early Design Planning'!I68),$D96,'1-Early Design Planning'!I68)","v":""},{"$f":"IF(ISBLANK('1-Early Design Planning'!I68),$E96,'1-Early Design Planning'!J68)","v":"n/a"},{"$f":"IF(ISBLANK('1-Early Design Planning'!K68),$D96,'1-Early Design Planning'!K68)","v":""},{"$f":"IF(ISBLANK('1-Early Design Planning'!K68),$E96,'1-Early Design Planning'!L68)","v":"n/a"},null,{"$f":"'3-Project Input'!E73","v":""},{"$f":"'3-Project Input'!F73","v":"n/a"},{"$f":"IF(OR(ISBLANK('3-Project Input'!G73),'3-Project Input'!G73=\"\"),$M96,'3-Project Input'!G73)","v":""},{"$f":"IF(OR(ISBLANK('3-Project Input'!G73),'3-Project Input'!G73=\"\"),$N96,'3-Project Input'!H73)","v":"n/a"}]
[null,null,"Dryer",{"$f":"'1-Early Design Planning'!E69","v":""},{"$f":"'1-Early Design Planning'!F69","v":"n/a"},{"$f":"IF(ISBLANK('1-Early Design Planning'!G69),$D97,'1-Early Design Planning'!G69)","v":""},{"$f":"IF(ISBLANK('1-Early Design Planning'!G69),$E97,'1-Early Design Planning'!H69)","v":"n/a"},{"$f":"IF(ISBLANK('1-Early Design Planning'!I69),$D97,'1-Early Design Planning'!I69)","v":""},{"$f":"IF(ISBLANK('1-Early Design Planning'!I69),$E97,'1-Early Design Planning'!J69)","v":"n/a"},{"$f":"IF(ISBLANK('1-Early Design Planning'!K69),$D97,'1-Early Design Planning'!K69)","v":""},{"$f":"IF(ISBLANK('1-Early Design Planning'!K69),$E97,'1-Early Design Planning'!L69)","v":"n/a"},null,{"$f":"'3-Project Input'!E74","v":""},{"$f":"'3-Project Input'!F74","v":"n/a"},{"$f":"IF(OR(ISBLANK('3-Project Input'!G74),'3-Project Input'!G74=\"\"),$M97,'3-Project Input'!G74)","v":""},{"$f":"IF(OR(ISBLANK('3-Project Input'!G74),'3-Project Input'!G74=\"\"),$N97,'3-Project Input'!H74)","v":"n/a"}]
[null,null,"Dishwasher",{"$f":"'1-Early Design Planning'!E70","v":""},{"$f":"'1-Early Design Planning'!F70","v":"n/a"},{"$f":"IF(ISBLANK('1-Early Design Planning'!G70),$D98,'1-Early Design Planning'!G70)","v":""},{"$f":"IF(ISBLANK('1-Early Design Planning'!G70),$E98,'1-Early Design Planning'!H70)","v":"n/a"},{"$f":"IF(ISBLANK('1-Early Design Planning'!I70),$D98,'1-Early Design Planning'!I70)","v":""},{"$f":"IF(ISBLANK('1-Early Design Planning'!I70),$E98,'1-Early Design Planning'!J70)","v":"n/a"},{"$f":"IF(ISBLANK('1-Early Design Planning'!K70),$D98,'1-Early Design Planning'!K70)","v":""},{"$f":"IF(ISBLANK('1-Early Design Planning'!K70),$E98,'1-Early Design Planning'!L70)","v":"n/a"},null,{"$f":"'3-Project Input'!E75","v":""},{"$f":"'3-Project Input'!F75","v":"n/a"},{"$f":"IF(OR(ISBLANK('3-Project Input'!G75),'3-Project Input'!G75=\"\"),$M98,'3-Project Input'!G75)","v":""},{"$f":"IF(OR(ISBLANK('3-Project Input'!G75),'3-Project Input'!G75=\"\"),$N98,'3-Project Input'!H75)","v":"n/a"}]
[]
[null,null,"RESULTS"]
[]
[null,null,null,null,null,"Scenario 1",null,"Scenario 2",null,"Scenario 3",null,null,null,null,"Final Results"]
[null,null,"Estimated EUI Reduction (kBtu/sf/yr)"]
[null,null,"Estimated EUI Reduction (%)"]
[null,null,"Estimated Energy Savings (kWh/yr)"]
[null,null,"Estimated Energy Savings (therms/yr)"]
[null,null,"Estimated Project Incentives ($)"]

{"sheet":"MF MSO SV","index":9,"n_rows":39,"n_cols":12,"rows_kept":39,"cut":false,"hidden":true,"merged":[[17,8,21,8],[22,8,24,8],[29,8,31,8],[32,8,33,8],[34,8,37,8],[3,1,11,1],[12,1,25,1],[26,1,28,1],[29,1,33,1],[34,1,37,1],[1,8,1,11],[3,8,6,8],[8,8,9,8],[12,8,13,8],[14,8,16,8]]}
[]
[null,null,null,null,null,null,null,null,"Site Visit Checklist"]
[null,null,{"$f":"'3-Project Input'!D35","v":"Building Characteristics"},{"$f":"'3-Project Input'!E35","v":"Code Reference Values"},{"$f":"'3-Project Input'!F35","v":"Unit of Measure"},{"$f":"'3-Project Input'!G35","v":"Final Building Design"},{"$f":"'3-Project Input'!H35","v":"Unit of Measure"},{"$f":"'3-Project Input'!I35","v":"Supporting Documentation"},"Verification Procedure","On-Site Observations / Notes","On-Site Verified by: (name/ date)","Photos"]
[null,"Envelope",{"$f":"'3-Project Input'!D36","v":"Wall Insulation - continuous insulation (R-value)"},{"$f":"'3-Project Input'!E36","v":""},{"$f":"'3-Project Input'!F36","v":"R-value"},{"$f":"'3-Project Input'!G36","v":""},{"$f":"'3-Project Input'!H36","v":"R-value"},{"$f":"'3-Project Input'!I36","v":"Architectural plans; product specifications"},"- Obtain approved submittal documentation that includes R-value of installed material OR\n- If building plans list R-values, obtain a statement from the design team that installation did not deviate from the plans OR\n- Photos of installed insulation with thickness and photos of installed materials labeling  (if packaging or other documentation is available on-site listing R-value)"]
[null,null,{"$f":"'3-Project Input'!D37","v":"Wall Insulation - cavity (R-value)"},{"$f":"'3-Project Input'!E37","v":""},{"$f":"'3-Project Input'!F37","v":"R-value"},{"$f":"'3-Project Input'!G37","v":""},{"$f":"'3-Project Input'!H37","v":"R-value"},{"$f":"'3-Project Input'!I37","v":"Architectural plans; product specifications"}]
[null,null,{"$f":"'3-Project Input'!D38","v":"Roof Insulation - entirely above deck (R-value)"},{"$f":"'3-Project Input'!E38","v":""},{"$f":"'3-Project Input'!F38","v":"R-value"},{"$f":"'3-Project Input'!G38","v":""},{"$f":"'3-Project Input'!H38","v":"R-value"},{"$f":"'3-Project Input'!I38","v":"Architectural plans; product specifications"}]
[null,null,{"$f":"'3-Project Input'!D40","v":"Foundation Insulation (R-value) "},{"$f":"'3-Project Input'!E40","v":""},{"$f":"'3-Project Input'!F40","v":"R-value"},{"$f":"'3-Project Input'!G40","v":""},{"$f":"'3-Project Input'!H40","v":"R-value"},{"$f":"'3-Project Input'!I40","v":"Architectural plans; product specifications"}]
[null,null,{"$f":"'3-Project Input'!D41","v":"Air Tightness (CFM/sq ft at 0.3 in)"},{"$f":"'3-Project Input'!E41","v":""},{"$f":"'3-Project Input'!F41","v":"cfm/sq ft at 0.3 inH2O"},{"$f":"'3-Project Input'!G41","v":""},{"$f":"'3-Project Input'!H41","v":"cfm/sq ft at 0.3 inH2O"},{"$f":"'3-Project Input'!I41","v":"Blower door test results"},"Blower door report showing whole-building leakage in CFM/sq ft at 0.3 in (or CFM/sq ft at 75 Pa)"]
[null,null,{"$f":"'3-Project Input'!D42","v":"Window - U-Value"},{"$f":"'3-Project Input'!E42","v":""},{"$f":"'3-Project Input'!F42","v":"U-value"},{"$f":"'3-Project Input'!G42","v":""},{"$f":"'3-Project Input'!H42","v":"U-value"},{"$f":"'3-Project Input'!I42","v":"Architectural plans; product specifications"},"- Obtain approved submittal documentation that includes U-value and SHGC OR\n- If building plans list U-value and SHGC, obtain a statement from the design team that installation did not deviate from the plans OR\n- Photos of window stickers including U-value and SHGC"]
[null,null,{"$f":"'3-Project Input'!D43","v":"Window - SHGC"},{"$f":"'3-Project Input'!E43","v":""},{"$f":"'3-Project Input'!F43","v":"SHGC"},{"$f":"'3-Project Input'!G43","v":""},{"$f":"'3-Project Input'!H43","v":"SHGC"},{"$f":"'3-Project Input'!I43","v":"Architectural plans; product specifications"}]
[null,null,{"$f":"'3-Project Input'!D44","v":"Window-to-Wall Ratio"},{"$f":"'3-Project Input'!E44","v":""},{"$f":"'3-Project Input'!F44","v":"n/a"},{"$f":"'3-Project Input'!G44","v":""},{"$f":"'3-Project Input'!H44","v":"n/a"},{"$f":"'3-Project Input'!I44","v":"Architectural plans"},"Photos of building exterior from all sides allowing for window-to-wall ratio to be estimated"]
[null,null,{"$f":"'3-Project Input'!D45","v":"Window Overhangs (Y or N)"},{"$f":"'3-Project Input'!E45","v":""},{"$f":"'3-Project Input'!F45","v":"n/a"},{"$f":"'3-Project Input'!G45","v":""},{"$f":"'3-Project Input'!H45","v":"n/a"},{"$f":"'3-Project Input'!I45","v":"Architectural plans"},"Photos of installed window overhangs"]
[null,"Heating, Ventilating, and Air Conditioning System",{"$f":"'3-Project Input'!D46","v":"Cooling System Type"},{"$f":"'3-Project Input'!E46","v":""},{"$f":"'3-Project Input'!F46","v":"n/a"},{"$f":"'3-Project Input'!G46","v":""},{"$f":"'3-Project Input'!H46","v":"n/a"},{"$f":"'3-Project Input'!I46","v":"Mechanical schedule; mechanical plans; equipment cut sheets; invoice(s)*"},"- Photos of installed units and nameplate including make & model and capacity OR (if equipment is inaccessible)\n- Obtain approved submittal documentation"]
[null,null,{"$f":"'3-Project Input'!D47","v":"Cooling Efficiency"},{"$f":"'3-Project Input'!E47","v":""},{"$f":"'3-Project Input'!F47","v":"EER"},{"$f":"'3-Project Input'!G47","v":""},{"$f":"'3-Project Input'!H47","v":"EER"},{"$f":"'3-Project Input'!I47","v":"Mechanical schedule; mechanical plans; equipment cut sheets; invoice(s)*"}]
[null,null,{"$f":"'3-Project Input'!D48","v":"Heating Fuel"},{"$f":"'3-Project Input'!E48","v":""},{"$f":"'3-Project Input'!F48","v":"n/a"},{"$f":"'3-Project Input'!G48","v":""},{"$f":"'3-Project Input'!H48","v":"n/a"},{"$f":"'3-Project Input'!I48","v":"Mechanical schedule; mechanical plans; equipment cut sheets; invoice(s)*"},"- Photos of installed units and nameplate including make & model and capacity OR (if equipment is inaccessible)\n- Obtain approved submittal documentation"]
[null,null,{"$f":"'3-Project Input'!D49","v":"Heating System Type"},{"$f":"'3-Project Input'!E49","v":""},{"$f":"'3-Project Input'!F49","v":"n/a"},{"$f":"'3-Project Input'!G49","v":""},{"$f":"'3-Project Input'!H49","v":"n/a"},{"$f":"'3-Project Input'!I49","v":"Mechanical schedule; mechanical plans; equipment cut sheets; invoice(s)*"}]
[null,null,{"$f":"'3-Project Input'!D50","v":"Heating Efficiency"},{"$f":"'3-Project Input'!E50","v":""},{"$f":"'3-Project Input'!F50","v":"Et"},{"$f":"'3-Project Input'!G50","v":""},{"$f":"'3-Project Input'!H50","v":"Et"},{"$f":"'3-Project Input'!I50","v":"Mechanical schedule; mechanical plans; equipment cut sheets; invoice(s)*"}]
[null,null,{"$f":"'3-Project Input'!D51","v":"Dedicated Outside Air System (Y or N)"},{"$f":"'3-Project Input'!E51","v":""},{"$f":"'3-Project Input'!F51","v":"n/a"},{"$f":"'3-Project Input'!G51","v":""},{"$f":"'3-Project Input'!H51","v":"n/a"},{"$f":"'3-Project Input'!I51","v":"Mechanical schedule; mechanical plans; equipment cut sheets; invoice(s)*"},"- Photos of installed units and nameplate including make & model and capacity OR (if equipment is inaccessible)\n- Obtain approved submittal documentation"]
[null,null,{"$f":"'3-Project Input'!D52","v":"Outside Air Heating Coil Type"},{"$f":"'3-Project Input'!E52","v":""},{"$f":"'3-Project Input'!F52","v":"n/a"},{"$f":"'3-Project Input'!G52","v":""},{"$f":"'3-Project Input'!H52","v":"n/a"},{"$f":"'3-Project Input'!I52","v":"Mechanical schedule; mechanical plans; equipment cut sheets; invoice(s)*"}]
[null,null,{"$f":"'3-Project Input'!D53","v":"Outside Air Heating Coil Efficiency"},{"$f":"'3-Project Input'!E53","v":""},{"$f":"'3-Project Input'!F53","v":"n/a"},{"$f":"'3-Project Input'!G53","v":""},{"$f":"'3-Project Input'!H53","v":"n/a"},{"$f":"'3-Project Input'!I53","v":"Mechanical schedule; mechanical plans; equipment cut sheets; invoice(s)*"}]
[null,null,{"$f":"'3-Project Input'!D54","v":"Outside Air Cooling Coil Type"},{"$f":"'3-Project Input'!E54","v":""},{"$f":"'3-Project Input'!F54","v":"n/a"},{"$f":"'3-Project Input'!G54","v":""},{"$f":"'3-Project Input'!H54","v":"n/a"},{"$f":"'3-Project Input'!I54","v":"Mechanical schedule; mechanical plans; equipment cut sheets; invoice(s)*"}]
[null,null,{"$f":"'3-Project Input'!D55","v":"Outside Air Cooling Coil Efficiency"},{"$f":"'3-Project Input'!E55","v":""},{"$f":"'3-Project Input'!F55","v":"n/a"},{"$f":"'3-Project Input'!G55","v":""},{"$f":"'3-Project Input'!H55","v":"n/a"},{"$f":"'3-Project Input'!I55","v":"Mechanical schedule; mechanical plans; equipment cut sheets; invoice(s)*"}]
[null,null,{"$f":"'3-Project Input'!D56","v":"Heat Recovery (Y or N)"},{"$f":"'3-Project Input'!E56","v":""},{"$f":"'3-Project Input'!F56","v":"n/a"},{"$f":"'3-Project Input'!G56","v":"Y"},{"$f":"'3-Project Input'!H56","v":"n/a"},{"$f":"'3-Project Input'!I56","v":"Mechanical schedule; mechanical plans; equipment cut sheets; invoice(s)*"},"- Photos of installed units and nameplate including make & model and capacity OR (if equipment is inaccessible)\n- Obtain approved submittal documentation"]
[null,null,{"$f":"'3-Project Input'!D57","v":"Heat Recovery Sensible Efficiency"},{"$f":"'3-Project Input'!E57","v":""},{"$f":"'3-Project Input'!F57","v":"n/a"},{"$f":"'3-Project Input'!G57","v":""},{"$f":"'3-Project Input'!H57","v":"n/a"},{"$f":"'3-Project Input'!I57","v":"Mechanical schedule; mechanical plans; equipment cut sheets; invoice(s)*"}]
[null,null,{"$f":"'3-Project Input'!D58","v":"Heat Recovery Latent Efficiency"},{"$f":"'3-Project Input'!E58","v":""},{"$f":"'3-Project Input'!F58","v":"n/a"},{"$f":"'3-Project Input'!G58","v":""},{"$f":"'3-Project Input'!H58","v":"n/a"},{"$f":"'3-Project Input'!I58","v":"Mechanical schedule; mechanical plans; equipment cut sheets; invoice(s)*"}]
[null,null,{"$f":"'3-Project Input'!D60","v":"Bath Fan Efficiency (W/cfm)"},{"$f":"'3-Project Input'!E60","v":""},{"$f":"'3-Project Input'!F60","v":"W/cfm"},{"$f":"'3-Project Input'!G60","v":""},{"$f":"'3-Project Input'!H60","v":"W/cfm"},{"$f":"'3-Project Input'!I60","v":"Equipment cut sheet; invoice(s)"},"- Photos of installed units and nameplate including make and model OR (if inaccessible)\n- Obtain approved submittal documentation"]
[null,null,{"$f":"'3-Project Input'!D62","v":"Corridor Lighting Power Density (W/sq ft)"},{"$f":"'3-Project Input'!E62","v":""},{"$f":"'3-Project Input'!F62","v":"W/sq ft"},{"$f":"'3-Project Input'!G62","v":""},{"$f":"'3-Project Input'!H62","v":"W/sq ft"},{"$f":"'3-Project Input'!I62","v":"Lighting plans and schedules; COMcheck documentation; invoice(s)"},"Photos to verify installation, provide photos and fixture counts"]
[null,null,{"$f":"'3-Project Input'!D65","v":"Bi-level Lighting Control in Corridors\n(mid- and high-rise only)"},{"$f":"'3-Project Input'!E65","v":""},{"$f":"'3-Project Input'!F65","v":"n/a"},{"$f":"'3-Project Input'!G65","v":""},{"$f":"'3-Project Input'!H65","v":"n/a"},{"$f":"'3-Project Input'!I65","v":"Lighting plans and schedules; sensor/controller cutsheet; invoice(s)"},"Photos of installed sensor controls"]
[null,null,{"$f":"'3-Project Input'!D66","v":"Exterior Lighting (% better than code)"},{"$f":"'3-Project Input'!E66","v":""},{"$f":"'3-Project Input'!F66","v":"n/a"},{"$f":"'3-Project Input'!G66","v":""},{"$f":"'3-Project Input'!H66","v":"n/a"},{"$f":"'3-Project Input'!I66","v":"Lighting plans and schedules; COMcheck documentation; invoice(s)"},"Photos to verify installation, provide photos and fixture counts"]
[null,"Domestic Hot Water",{"$f":"'3-Project Input'!D67","v":"Domestic Hot Water Fuel"},{"$f":"'3-Project Input'!E67","v":""},{"$f":"'3-Project Input'!F67","v":"n/a"},{"$f":"'3-Project Input'!G67","v":""},{"$f":"'3-Project Input'!H67","v":"n/a"},{"$f":"'3-Project Input'!I67","v":"Plumbing schedule; equipment cut sheets; invoice(s)"},"Photo of water heater(s) and nameplate(s) including make & model and capacity & efficiency (if listed)"]
[null,null,{"$f":"'3-Project Input'!D68","v":"Water Heater Type"},{"$f":"'3-Project Input'!E68","v":""},{"$f":"'3-Project Input'!F68","v":"n/a"},{"$f":"'3-Project Input'!G68","v":""},{"$f":"'3-Project Input'!H68","v":"n/a"},{"$f":"'3-Project Input'!I68","v":"Plumbing schedule; equipment cut sheets; invoice(s)"}]
[null,null,{"$f":"'3-Project Input'!D69","v":"Water Heater Efficiency"},{"$f":"'3-Project Input'!E69","v":""},{"$f":"'3-Project Input'!F69","v":"Et"},{"$f":"'3-Project Input'!G69","v":""},{"$f":"'3-Project Input'!H69","v":"Et"},{"$f":"'3-Project Input'!I69","v":"Plumbing schedule; equipment cut sheets; invoice(s)"}]
[null,null,{"$f":"'3-Project Input'!D70","v":"Kitchen Aerator Flow (GPM)"},{"$f":"'3-Project Input'!E70","v":""},{"$f":"'3-Project Input'!F70","v":"gpm"},{"$f":"'3-Project Input'!G70","v":""},{"$f":"'3-Project Input'!H70","v":"gpm"},{"$f":"'3-Project Input'!I70","v":"Equipment cut sheets; invoice(s)"},"- Photograph of aerator clearly showing etched GPM OR\n- Bag flow test to check GPM, take photo"]
[null,null,{"$f":"'3-Project Input'!D71","v":"Bath Aerator Flow (GPM)"},{"$f":"'3-Project Input'!E71","v":""},{"$f":"'3-Project Input'!F71","v":"gpm"},{"$f":"'3-Project Input'!G71","v":""},{"$f":"'3-Project Input'!H71","v":"gpm"},{"$f":"'3-Project Input'!I71","v":"Equipment cut sheets; invoice(s)"}]
[null,"Appliances",{"$f":"'3-Project Input'!D72","v":"ENERGY STAR® Refrigerators (Y or N)"},{"$f":"'3-Project Input'!E72","v":""},{"$f":"'3-Project Input'!F72","v":"n/a"},{"$f":"'3-Project Input'!G72","v":""},{"$f":"'3-Project Input'!H72","v":"n/a"},{"$f":"'3-Project Input'!I72","v":"Equipment cut sheets; invoice(s)"},"Photos of equipment and nameplate"]
[null,null,{"$f":"'3-Project Input'!D73","v":"ENERGY STAR® Clothes washers (Y or N)"},{"$f":"'3-Project Input'!E73","v":""},{"$f":"'3-Project Input'!F73","v":"n/a"},{"$f":"'3-Project Input'!G73","v":""},{"$f":"'3-Project Input'!H73","v":"n/a"},{"$f":"'3-Project Input'!I73","v":"Equipment cut sheets; invoice(s)"}]
[null,null,{"$f":"'3-Project Input'!D74","v":"ENERGY STAR® Electric Dryers (Y or N)"},{"$f":"'3-Project Input'!E74","v":""},{"$f":"'3-Project Input'!F74","v":"n/a"},{"$f":"'3-Project Input'!G74","v":""},{"$f":"'3-Project Input'!H74","v":"n/a"},{"$f":"'3-Project Input'!I74","v":"Equipment cut sheets; invoice(s)"}]
[null,null,{"$f":"'3-Project Input'!D75","v":"ENERGY STAR® Dishwashers (Y or N)"},{"$f":"'3-Project Input'!E75","v":""},{"$f":"'3-Project Input'!F75","v":"n/a"},{"$f":"'3-Project Input'!G75","v":""},{"$f":"'3-Project Input'!H75","v":"n/a"},{"$f":"'3-Project Input'!I75","v":"Equipment cut sheets; invoice(s)"}]
[null,null,null,null,null,null,null,{"$f":"'3-Project Input'!I76","v":"*If invoices are not available, program can conduct a site visit as equipment verification."}]