## Instructions
Data Centers
New Buildings l 520DC Supporting Workbook
Instructions for Submitting Supporting Information for Incentive Application 520DC
1. | Complete the data center incentive application (Form 520DC).
2. | Submit all supporting documentation required (as noted in the Form 520DC), including a completed copy of this 520DC Supporting Workbook.
| ▪ | All required inputs on tabs 1 - Project Input and 2 - Mechanical_Electrical Input.
| ▪ | Whole building energy modeling files or spreadsheet calculations
| ▪ | Supporting equipment documentation relevant to the proposed data center energy use, including product data sheets, mechanical and electrical drawings, equipment schedules, lighting fixture plans and schedules, floor plans, and architectural drawings. Refer to tab 0 - Technical Guidelines for further information regarding requirements.
3. | Energy Trust will review submitted materials. Should additional clarification or revision be required, updated documentation, including this 520 DC Workbook, will be required.

## 0 - Technical Guidelines
Technical Guidelines 90.4-2019 version 1.0
Introduction
Data Center Characteristics
Energy Calculations
The Data Center offering provides incentives for energy savings associated with IT cooling system and electrical system design. For building modeling or spreadsheet calculations, all other building characteristics must be modeled as-designed. The Data Center offering does not include energy savings or incentives associated with the building envelope, non-IT heating, cooling, and ventilation, service water heating, lighting, or any other equipment not directly related to the IT load. Contact a Program representative for more information. If a mixed-use building project is also enrolling in the Whole Building offering, please consult with the Program.
Multiple Use Projects
Any space within a mixed-use building (e.g., office space with data center) that is regulated by 90.4-2019 is eligible to use the Data Center offering. That is, any space(s) with an IT load that exceeds 10 kW.
Phased Data Center Build-Outs
Phased data center build-outs require additional consideration to ensure the appropriate version of ASHRAE 90.4 is being used for Program offering participation purposes. The Data Center offering’s savings calculations and incentive payment schedule will also depend on the project’s phasing. Following Figure C-3 of 90.4-2019 Informative Appendix C, baseline selection and incentive calculations and potential payment schedules will be determined by the Program based on the project’s build-out and phasing schedule. See the 520DC incentive application for additional details.
Full build-out: Projects where the permitted design includes all data center white space and associated mechanical and electrical equipment. All mechanical and electrical equipment needed for the full ITE load will be installed at initial construction, although ITE equipment may be installed on a ramping schedule. Project should enroll one project for the total design ITE load.
Scaled build-out: projects where the design documents cover all mechanical and electrical systems serving the total ITE design load but where installation of the mechanical and electrical equipment may occur in phases. Project should enroll the full project but installation incentives will be calculated for each phase of the project, based on timing of installation of mechanical and electrical equipment.
Modular Build-out: projects where the design is for a portion of the total white space should submit a Project Enrollment Applications (Form 510A) and Data Center Multi-Incentive Applicasion (Form 520DC) for each design module, as the timing of each build-out could impact the version of ASHRAE 90.4 that is in effect. Each portion of the modular build-out will be further defined as a full or scaled build-out.
See Data Center Multi-Incentive Application (Form 520DC) for details on incentive reservation and payment requirements.
Energy Trust of Oregon’s Data Center offering is designed to estimate and incentivize savings for data centers that are less energy-intensive than required by the 2019 Oregon Zero Energy Ready Commercial Code and the 2021 Oregon Energy Efficiency Specialty Code (OEESC). The OEESC requires the cooling system, power and electrical distribution systems serving data centers to meet the requirements of ASHRAE Standard 90.4-2019. This New Buildings program (Program) offering is designed to align with standard 90.4. Incentive calculations are based on efficient design as determined by reduced energy use compared to baseline values set in 90.4.
To participate, an estimate of the proposed data center project’s ITE capacity and loading over the first two years of operation must be submitted to the Program. To estimate energy savings for mechanical cooling, submit energy models or spreadsheet calculations of the annual mechanical cooling load for four ITE load conditions (25%, 50%, 75%, and 100%), consistent with requirements to calculate the mechanical load component (MLC) per 90.4-2019 §6.5, and all mechanical plans, schedules, and submittals for the associated IT cooling system. To estimate energy savings for the electrical system, submit electrical system plans, schedules, and other relevant documentation necessary to calculate the data center’s electrical loss component (ELC) per 90.4-2019 §8.4.
Assumptions on Data Center Loads
Based on past data center project experience, the Program assumes that data centers will operate at 50% of the given design IT load, unless supporting documentation can be provided that demonstrates a higher loading will be achieved. Additionally, data center projects may take a year or more to become fully utilized. As such, a 24-month ramping schedule must be provided for purposes of calculating the average annual savings for the first two years of operation. If no ramping schedule is provided, the Program will assume a linear increase in load from zero to 50% of the design load after 24 months. Please contact the a Program representative for additional details.
Energy Modeling vs. Spreadsheet Calculations
Project teams will be required to submit calculations to enable the Program to determine the energy use of the mechanical cooling system over a one-year period. Cooling calculations must use site-appropriate weather data. Calculations can be done using either bin weather data, or 8760-hour TMY3 data, using spreadsheet calculations or energy modeling software capable of modeling the data center systems.
Energy Use Calculation Methodology
The inputs required to calculate energy use are designed to align with the 90.4 requirements. Energy use for the baseline and proposed systems use ELC and MLC inputs, as well as the ramping plan as defined in the “Assumptions on Data Center Loads” section. Due to the differences in how ELC and MLC are calculated in 90.4-2019, the mechanical cooling energy and electrical system energy are estimated separately in this 520DC Supporting Workbook and are summed to represent the overall data center energy use. The following two sections describe how mechanical cooling energy and electrical energy are estimated from the MLC and ELC inputs, respectively.
Mechanical Cooling
Per 90.4-2019, the mechanical energy (sum of the annual cooling energy, pump energy, heat rejection fan energy, and air-handler fan energy) required to cool the IT system is calculated by the design team at 25%, 50%, 75%, and 100% IT load. This 520DC Supporting Workbook uses these four performance points to create a cooling performance curve as a function of load. The monthly IT load from the ramping plan is used in the cooling performance curve as the independent variable to find the required cooling energy. The sum of these monthly energies forms the total cooling energy for the entire system over two years. Final energy savings will be based on the average annual energy use over the two-year ramping period (see Annual Savings section below).
Project teams will be required to submit calculations for both the mechanical cooling and electrical energy, in order to participate in this offering. Should the mechanical system performance be used to offset below-code performance of the electrical system (or vice-versa), the mechanical savings will be reduced by an estimated increase in electrical system energy.
Electrical Energy
The data center's electrical energy use is the sum of the monthly energy use of the Incoming Service, UPS, and Distribution Segments. The energy use of each segment is found by calculating the project’s segment ELC using the methodology in 90.4-2019 Appendix C. See 90.4-2019 Section 3 for segment definitions.
This 520DC Supporting Workbook assumes code baseline ELC for each electrical segment unless enough information is entered to calculate a new ELC. As noted previously, calculations must be submitted for both the mechanical cooling and electrical energy systems.
Annual Savings
Monthly savings from mechanical cooling and electrical cooling efficiency is calculated as the difference between the monthly power use of the mechanical and electrical systems, and their respective MLC and ELC baselines. This monthly savings is averaged over the two-year ramping period to obtain an average monthly savings and multiplied by 12 months/year to calculate the final annual savings. Incentive payments for the offering are calculated using this annual savings calculation.

## 1 - Project Input
Project Input
INSTRUCTIONS
Required
Autofill
PROJECT INFORMATION
Project Name:
Energy Trust Project ID Number:
Project Contacts
Project Owner
Mechanical Engineer
Electrical Engineer
General Contractor
Energy Consultant
Project Type:
Project Phasing:
Project Zip Code:
ASHRAE Climate Zone
DATA CENTER DESCRIPTION
If the data center has a phased build-out, please describe the phasing plan here, including planned capacities and schedules. Reference the "Data Center Characteristics" section of tab 0 - Technical Guidelines.
Please describe the data center power redundancy requirements.
Data Center ITE Design Power: |  |  | kW
Proposed ITE Load Ramping Schedule
| ITE Load (kW) |  | ITE Load (kW) |  | ITE Load (kW) |  | ITE Load (kW)
Month 1 |  | Month 7 |  | Month 13 |  | Month 19
Month 2 |  | Month 8 |  | Month 14 |  | Month 20
Month 3 |  | Month 9 |  | Month 15 |  | Month 21
Month 4 |  | Month 10 |  | Month 16 |  | Month 22
Month 5 |  | Month 11 |  | Month 17 |  | Month 23
Month 6 |  | Month 12 |  | Month 18 |  | Month 24
Estimated Load for Initial Payment |  |  |  | 0 | kW
Estimated Load for Final Payment |  |  |  | 0 | kW
Key Design Strategies
For each section below, please provide a brief description of the applicable energy-related features and describe how each differs between the baseline and proposed building models.
Cooling
Incoming Electrical Service
UPS
Transformers and Power Distribution
Note on C56: Michael Swanson: ITE load expected, such as the power output from the UPS units serving the ITE load. This does not have to equal the Data Center ITE Design Power input above.
Step 2:
Enter the expected ITE load for the facility on a monthly basis for the first two years of operation. Projects can assume a simple linear ramp from zero to fully loaded, or some other schedule. Projects may be expected to provide documentation of the expected ITE load if the schedule deviates from typical program experience.
Step 3:
When all fields have been filled out, proceed to the next tab.
Step 1:
Enter required information into the "Project Information" section, using the drop downs where provided. For Project Type, select whether this facility's main function is as a data center, or if it is part of a larger facility with other uses, for example, an IDF room in a hospital or office building. For Data Center ITE Design Power, enter the combined power in kilowatts of all ITE loads for which the system was designed.

## 2 - Mechanical_Electrical Input
Mechanical Load and Electrical Loss Components
INSTRUCTIONS
Required
Autofill
Mechanical Load Component |  |  |  | Electrical Loss Component
Maximum First Two-Year ITE Load |  |  |  | Incoming Electrical Service Segment |  | UPS Segment |  | ITE Distribution Segment
|  | 0 | kW | Low-Voltage Feeder |  | UPS Type |  | UPS Feeder to PDU
|  |  |  | Volts In (Three-Phase) | V | UPS module size | kW | PDU Quanity
Modeled Cooling Energy Use at various ITE Loads |  |  |  | Feeder Length | ft | Qty Base UPS Modules |  | Wire Length | ft
| 25% ITE |  | kWh/yr | Wire Gage | KcMil | Qty Redundant UPS Modules |  | Wire Gage | KcMil
| 50% ITE |  | kWh/yr | Ohms/1000 ft @ 75C |  |  |  | Ohms/1000 ft @ 75C
| 75% ITE |  | kWh/yr |  |  | Active Dual-Feed UPS (2N, 2N+1, etc.)
| 100% ITE |  | kWh/yr | End Power Requirement |  |  |  | PDU Loss
|  |  |  | Volts In | V | Additional UPS Loads | kW | Transformer Output | V
[6 empty] | Power Factor |  | Transformer Efficiency
Project Summary |  |  |  | Medium-Voltage Feeder Input Power Requirement at Utility Service Point |  | Input Phases
[6 empty] | Input Voltage | V | Branch Circuit to Cabinet
|  |  |  | Volts In | V | Max Load | A | Distribution Volts (single phase) | V
| 2-year average ITE Load | 0 | kW | Length | ft | Efficiency @ 100% Load |  | Breaker Rating | A
| Minimum ITE Load for Incentive | 0 | kW | Wire Gage | KcMil | Efficiency @ 75% Load |  | Wire Size | AWG
|  |  |  | Ohms/1000 ft @ 75C |  | Efficiency @ 50% Load |  | Wire Length | ft
Project MLC and ELC | [5 empty] | Efficiency @ 25% Load |  | Ohms/1000 ft @ 75C
Maximum Allowable MLC
| Project Annualized MLC |  |  | Maximum Allowable Segment Loss Component |  | Maximum Allowable Segment Loss Component |  | Maximum Allowable Segment Loss Component
| Maximum Allowable ELC |  |  | Project Average Segment Loss Component |  | Project Average Segment Loss Component |  | Project Average Segment Loss Component
Project Proposed ELC
Step 1, Mechanical Cooling Energy Savings:
Using modeling software or spreadsheet calculations, calculate the cooling energy used by the data center for one year, per 90.4-2019 Section 6.5. Enter the energy use at each ITE load in the fields under Modeled Cooling Energy Use at Various ITE Loads. The project's Mechanical Loss Component will be calculated using the ITE load energy inputs. All fields must be filled out to calculate the project ELC and MLC, and to determine savings.
Step 2 Electrical Loss Component Savings:
Enter parameters for the three segments of the Electrical Loss Component. All fields must be filled out to calculate the project ELC and MLC, and to determine savings.
Step 3: ELC and MLC Summary
The baseline MLC and ELC are reported here. As these are both annualized values, they may differ slightly from the maximum MLC and ELC as calculated in 90.4-2019.

## 3 - Results Summary
Results Summary
Energy Savings Results
Date of Program Approval
Error 1: Please enter transformer efficiency in ITE Distribution Segment. Error 2: To calculate incentives, please completely fill out required inputs for both Mechanical Load Components and Electrical Loss Components on the '2 - Mechanical_Electrical Input' tab. Error 3: Please enter non-zero ITE Loads for all months in the proposed ramping schedule. |  |  | Error 1: Please enter transformer efficiency in ITE Distribution Segment. Error 2: To calculate incentives, please completely fill out required inputs for both Mechanical Load Components and Electrical Loss Components on the '2 - Mechanical_Electrical Input' tab. Error 3: Please enter non-zero ITE Loads for all months in the proposed ramping schedule.
Baseline Mechanical Load Component
Proposed Design Mechanical Load Component |  | -
Baseline Annualized Electrical Loss Component
Proposed Annualized Electrical Loss Component |  | -
Energy Savings
Estimated Mechanical Energy Savings (kWh/yr) |  | -
Estimated Electrical Energy Savings (kWh/yr) |  | -
Estimated Energy Savings (kWh/yr) |  | 0
Estimated Incentive ($) |  | 0
Initial Incentive Payment (may be requested at construction completion) |  | 0
ITE Load at Final Payment (kW) |  | 0
Final Incentive Payment (75% of 2-year average load) |  | 0
Project Input Summary:
Project Name: | No Project Name Entered
Project Type: | No Project Type Entered
Project Phasing:
This 520DC Supporting Workbook is used to estimate potential energy savings and cash incentives to inform your high-performance data center design. Results Summary tab information indicates estimates only and is intended to assist project teams with estimating savings and potential incentives for proposed designs. Energy Trust incentives and Program requirements are subject to change without notice and to budget availability. This workbook is NOT an incentive application or reservation. To apply for Energy Trust incentives for a proposed data center project, refer to the Program requirements and steps outlined in the Project Enrollment Application (Form 510A) and in the Data Center Incentive Application (Form 520DC). Contact a Program representative if you have any questions or to request additional information.

## Scratch Pad
Use this area as needed for pasting modeled consumption output to format for the "2 - Mechanical Electreical Inputs" tab

## Program Instructions (hidden)
Input all project information on the "Inputs" tab.
Select the climate zone for the project.
Input the maximum design ITE load for the project
Input a monthly ramping schedule from the first month of operation to the 24th month.
The inputs tab shows calculations for the proposed MLC, and the ELC of each segment as well as the project's overall ELC, and indicates whether each ELC is above the 90.4-2019 standard.
Mechanical Energy Savings
Input mechanical cooling energy use as calculated per 90.4-2016 for 25%, 50%, 75%, and 100% ITE loads.
Energy Savings are calculated as a difference between the baseline MLC required in 90.4 Table x.x and the proposed MLC as determined by the modeling results and ramping plan.
Electrical Energy Savings
Input characteristics of the electrical Incoming Service, UPS and ITE Distribution segments on the "Inputs" tab.
Quantity of redundant UPS modules determines the UPS configuration used in calculations. 2N+ UPS configurations should have at least the same amount of redundancy UPS units as primary UPS units.
If any fields are not fully filled out in any of the Electrical segments, baseline ELC values from 90.4 are used for that segment, therefore no savings will be claimed for that ELC segment.
Energy savings are calculated as a difference between the baseline ELC required in 90.4 Tables 8.5 and 8.6, and the proposed ELC as calculated from project inputs.
Known issues:
3/4/21 Fixed: Rounding error between baseline and proposed ELCs in rows 29 and 31 yields negative savings when baseline and proposed ELCs should be identical.

## Inputs (hidden)
MLC Inputs |  |  |  | Proposed Ramping Schedule |  | ELC Inputs
|  |  |  | Month | ITE Load (kW) | Incoming Service Segment |  |  | UPS Segment |  |  | ITE Distribution Segment
Project Climate Zone |  |  | Phase One | 1 | 0 | Low-Voltage Feeder | [5 empty] | UPS Feeder to PDU
| #N/A |  |  | 2 | 0 | Volts In (Three-Phase) | 0 | V | UPS module size | 0 | kW | PDU Quanity | 0
Design ITE Load |  |  |  | 3 | 0 | Feeder Length | 0 | ft | Quantity Base UPS Modules | 0 |  | Wire Length | 0 | ft
| 0 | kW |  | 4 | 0 | Wire Gage | 0 | KcMil | Quantity Redundancy UPS Modules | 0 |  | Wire Gage | 0 | KcMil
Maximum Allowable MLC |  |  |  | 5 | 0 | Ohms/1000 @ 75C | 0 |  | Additional UPS Loads | 0 | kW | Ohms/1000 @ 75C | 0
| #N/A |  |  | 6 | 0 | End Power Requirement |  |  | Power Factor | 0 |  | PDU Loss
|  |  |  | 7 | 0 | Volts In | 0 | V | Input Phases | 0 |  | Transformer Output | 0 | V
Energy Model Calculations |  |  |  | 8 | 0 | Medium-Voltage Feeder Input Power Requirement at Utility Service Point |  |  | Input Voltage | 0 | V | Transformer Efficiency | 0%
First Two-year ITE Load |  |  |  | 9 | 0 | Volts In | 0 | V | Max Load | 0 | A | Branch Circuit to Cabinet
| 0 | kW |  | 10 | 0 | Length | 0 | ft | Efficiency @ 100% Load | 0% |  | Distribution Volts (single phase) | 0 | V
Modeled Mechanical Load at various ITE Loads |  |  |  | 11 | 0 | Wire Gage | 0 | KcMil | Efficiency @ 75% Load | 0% |  | Breaker Rating | 0 | A
25% ITE |  | kWh |  | 12 | 0 | Ohms/1000 @ 75C | 0 |  | Efficiency @ 50% Load | 0% |  | Wire Size | 0 | AWG
50% ITE |  | kWh |  | 13 | 0 |  |  |  | Efficiency @ 25% Load | 0% |  | Wire Length | 0 | ft
75% ITE |  | kWh |  | 14 | 0 |  |  |  | UPS Type |  |  | Ohms/1000 @ 75C | 0
100% ITE |  | kWh |  | 15 | 0 |  |  |  | Active Dual-Feed UPS (2N, 2N+1, etc.)
|  |  |  | 16 | 0
Annualized Mechanical Load Component |  |  |  | 17 | 0 | Average Segment Loss Component |  |  | Average Segment Loss Component | #DIV/0! |  | Average Segment Loss Component | #DIV/0!
| #VALUE! | #VALUE! |  | 18 | 0 |  | #NAME? |  |  | #NAME? |  |  | #NAME?
|  |  |  | 19 | 0
Cumulative Savings |  |  |  | 20 | 0 |  |  |  |  | Average Baseline ELC
| #VALUE! | kWh |  | 21 | 0 |  |  |  |  | #DIV/0!
|  |  |  | 22 | 0 |  |  |  |  | Average Proposed ELC
|  |  |  | 23 | 0 |  |  |  |  | #DIV/0!
|  |  |  | 24 | 0 |  |  |  |  | Two Year Savings
[10 empty] | #DIV/0! | kWh
Note on N7: Parasitic loads on UPS units such as cabinet fans, auxiliary pumps, etc.

## Electrical (hidden)
Design IT Load | 0 | [8 empty] | Table 8.5 and 8.6 - with loss values
# Primary UPS Modules | 0 | [8 empty] | Table 8.5 Maximum Design Electrical Loss Component (Design ELC) and ELC Segments Systems (IT Design Load <100 kW) a
# Redundant UPS Modules | 0 | [8 empty] | UPS Redundancy Configuration | Single-Feed UPS (N, N+1, etc.) or No UPS b |  | Active Dual-Feed UPS (2N, 2N+1, etc.) c
UPS Type | Active Dual-Feed UPS (2N, 2N+1, etc.) | [8 empty] | Calculation Percentage | 100% of IT design load segment ELC | 50% of IT design load segment ELC | 50% of IT design load segment ELC | 25% of IT design load segment ELC
Ramping Plan Adjustment Factor | 1 | [8 empty] | Segments of ELC and Overall ELC | Loss | Loss | Loss | Loss
[10 empty] | Incoming Electrical Service Segment | 15% | 11% | 11% | 10%
Overall Baseline ELC |  |  |  |  | Baseline ELCs by segment (Tables 8.5 & 8.6) |  |  |  |  | UPS Segment | 8% | 10% | 10% | 13.5%
ITE < 100 kW | % ITE Load |  |  |  | ITE < 100 kW | % ITE Load |  |  |  | ITE Distribution Segment | 6% | 4% | 4% | 3%
| 100% | 50% | 25% |  |  | 100% | 50% | 25% |  | Electrical Loss / Efficiency Total | 26.5% | 23.1% | 23.1% | 24.5%
Single Feed UPS (N, N+1, etc.) | 0.265 | 0.231 |  |  | Incoming Service Segment | 0.15 | 0.11 | 0.1 |  | ELC | 0.265 | 0.231 | 0.231 | 0.245
Active Dual-Feed UPS (2N, 2N+1, etc.) |  | 0.231 | 0.245 |  | UPS Segment | 0.08 | 0.1 | 0.135 |  | a. Informative Note: Example calculations are shown in Informative Appendix C. b. Informative Note: These columns apply to electrical configurations resulting in a single output feed from the UPS irrespective of the number of UPS modules that may be paralleled prior to the output feed or the number of branches or subfeeders into which that output feeder may be divided. c. Informative Note: These columns apply to electrical configurations made up of two distinct and electrically separated UPS systems resulting in two distinct and elec- trically separate output feeds, either of which is capable of independently supporting the total design load. Systems that meet these criteria may be made up of any number of UPS modules that are paralleled prior to each output feed. Crossties and/or transfer switches downstream of the independent feeds shall not continually tie the two output sections together.
[5 empty] | ITE Distribution Segment | 0.06 | 0.04 | 0.03
ITE >= 100 kW | % ITE Load |  |  |  | ITE >= 100 kW |  |  |  |  | Table 8.6 Maximum Design Electrical Loss Component (Design ELC) and ELC Segments Systems (IT Design Load  100 kW)a
| 100% | 50% | 25% |  | Incoming Service Segment | 0.15 | 0.11 | 0.1 |  | UPS Redundancy Configuration | Single-Feed UPS (N, N+1, etc.) or No UPSb |  | Active Dual-Feed UPS (2N, 2N+1, etc.)c
Single Feed UPS (N, N+1, etc.) | 0.245 | 0.213 |  |  | UPS Segment | 0.065 | 0.08 | 0.11 |  | Calculation Percentage | 100% of IT design load segment ELC | 50% of IT design load segment ELC | 50% of IT design load segment ELC | 25% of IT design load segment ELC
Active Dual-Feed UPS (2N, 2N+1, etc.) |  | 0.213 | 0.223 |  | ITE Distribution Segment | 0.05 | 0.04 | 0.03 |  | Segments of ELC and Overall ELC | Loss | Loss | Loss | Loss
[10 empty] | Incoming Electrical Service Segment | 15% | 11% | 11% | 10%
[10 empty] | UPS Segment | 6.5% | 8% | 8% | 11%
[10 empty] | ITE Distribution System | 5% | 4% | 4% | 3%
[10 empty] | Electrical Loss / Efficiency Total | 24.5% | 18.9% | 18.9% | 22.3%
[10 empty] | ELC | 0.245 | 0.189 | 0.189 | 0.223
[10 empty] | a. Informative Note: Example calculations are shown in Informative Appendix C. b. Informative Note: These columns apply to electrical configurations resulting in a single output feed from the UPS, irrespective of the number of UPS modules that may be paralleled prior to the output feed, or the number of branches or subfeeders into which that output feeder may be divided. c. Informative Note: These columns apply to electrical configurations made up of two distinct and electrically separated UPS systems resulting in two distinct and elec- trically separate output feeds, either of which is capable of independently supporting the total design load. Systems that meet these criteria may be made up of any number of UPS modules that are paralleled prior to each output feed. Crossties and/or transfer switches downstream of the independent feeds shall not continually tie the two output sections together. | [16 empty] | Final projected 1st phase ITE load
|  |  | ELC Calcs for loading schedule | [23 empty] | 0 | kW
Phase 1
|  |  | Month | 1 | 2 | 3 | 4 | 5 | 6 | 7 | 8 | 9 | 10 | 11 | 12 | 13 | 14 | 15 | 16 | 17 | 18 | 19 | 20 | 21 | 22 | 23 | 24 |  | Average Baseline ELC
|  |  | ITE Load (kW) | 0 | 0 | 0 | 0 | 0 | 0 | 0 | 0 | 0 | 0 | 0 | 0 | 0 | 0 | 0 | 0 | 0 | 0 | 0 | 0 | 0 | 0 | 0 | 0 |  | #DIV/0!
|  |  | Percent operational load | #DIV/0! | #DIV/0! | #DIV/0! | #DIV/0! | #DIV/0! | #DIV/0! | #DIV/0! | #DIV/0! | #DIV/0! | #DIV/0! | #DIV/0! | #DIV/0! | #DIV/0! | #DIV/0! | #DIV/0! | #DIV/0! | #DIV/0! | #DIV/0! | #DIV/0! | #DIV/0! | #DIV/0! | #DIV/0! | #DIV/0! | #DIV/0! |  | Average Proposed ELC
|  |  | Baseline Load for ELC | #DIV/0! | #DIV/0! | #DIV/0! | #DIV/0! | #DIV/0! | #DIV/0! | #DIV/0! | #DIV/0! | #DIV/0! | #DIV/0! | #DIV/0! | #DIV/0! | #DIV/0! | #DIV/0! | #DIV/0! | #DIV/0! | #DIV/0! | #DIV/0! | #DIV/0! | #DIV/0! | #DIV/0! | #DIV/0! | #DIV/0! | #DIV/0! |  | #DIV/0!
|  |  | Baseline IS Segment | #NAME? | #NAME? | #NAME? | #NAME? | #NAME? | #NAME? | #NAME? | #NAME? | #NAME? | #NAME? | #NAME? | #NAME? | #NAME? | #NAME? | #NAME? | #NAME? | #NAME? | #NAME? | #NAME? | #NAME? | #NAME? | #NAME? | #NAME? | #NAME? |  | Two Year Savings
|  |  | Baseline UPS Segment | #NAME? | #NAME? | #NAME? | #NAME? | #NAME? | #NAME? | #NAME? | #NAME? | #NAME? | #NAME? | #NAME? | #NAME? | #NAME? | #NAME? | #NAME? | #NAME? | #NAME? | #NAME? | #NAME? | #NAME? | #NAME? | #NAME? | #NAME? | #NAME? |  | #DIV/0!
|  |  | Baseline ITE Dist. Segment | #NAME? | #NAME? | #NAME? | #NAME? | #NAME? | #NAME? | #NAME? | #NAME? | #NAME? | #NAME? | #NAME? | #NAME? | #NAME? | #NAME? | #NAME? | #NAME? | #NAME? | #NAME? | #NAME? | #NAME? | #NAME? | #NAME? | #NAME? | #NAME? |  | Average Savings
|  |  | Baseline ELC | #DIV/0! | #DIV/0! | #DIV/0! | #DIV/0! | #DIV/0! | #DIV/0! | #DIV/0! | #DIV/0! | #DIV/0! | #DIV/0! | #DIV/0! | #DIV/0! | #DIV/0! | #DIV/0! | #DIV/0! | #DIV/0! | #DIV/0! | #DIV/0! | #DIV/0! | #DIV/0! | #DIV/0! | #DIV/0! | #DIV/0! | #DIV/0! |  | #DIV/0! | kWh/mo
|  |  | Baseline Energy Use (kWh) | #DIV/0! | #DIV/0! | #DIV/0! | #DIV/0! | #DIV/0! | #DIV/0! | #DIV/0! | #DIV/0! | #DIV/0! | #DIV/0! | #DIV/0! | #DIV/0! | #DIV/0! | #DIV/0! | #DIV/0! | #DIV/0! | #DIV/0! | #DIV/0! | #DIV/0! | #DIV/0! | #DIV/0! | #DIV/0! | #DIV/0! | #DIV/0! |  | Annual Savings
|  |  | Proposed IS Segment | #DIV/0! | #DIV/0! | #DIV/0! | #DIV/0! | #DIV/0! | #DIV/0! | #DIV/0! | #DIV/0! | #DIV/0! | #DIV/0! | #DIV/0! | #DIV/0! | #DIV/0! | #DIV/0! | #DIV/0! | #DIV/0! | #DIV/0! | #DIV/0! | #DIV/0! | #DIV/0! | #DIV/0! | #DIV/0! | #DIV/0! | #DIV/0! |  | #DIV/0! | kWh
|  |  | Proposed UPS Segment | #DIV/0! | #DIV/0! | #DIV/0! | #DIV/0! | #DIV/0! | #DIV/0! | #DIV/0! | #DIV/0! | #DIV/0! | #DIV/0! | #DIV/0! | #DIV/0! | #DIV/0! | #DIV/0! | #DIV/0! | #DIV/0! | #DIV/0! | #DIV/0! | #DIV/0! | #DIV/0! | #DIV/0! | #DIV/0! | #DIV/0! | #DIV/0!
|  |  | Proposed ITE Dist. Segment | #DIV/0! | #DIV/0! | #DIV/0! | #DIV/0! | #DIV/0! | #DIV/0! | #DIV/0! | #DIV/0! | #DIV/0! | #DIV/0! | #DIV/0! | #DIV/0! | #DIV/0! | #DIV/0! | #DIV/0! | #DIV/0! | #DIV/0! | #DIV/0! | #DIV/0! | #DIV/0! | #DIV/0! | #DIV/0! | #DIV/0! | #DIV/0!
|  |  | Proposed ELC | #DIV/0! | #DIV/0! | #DIV/0! | #DIV/0! | #DIV/0! | #DIV/0! | #DIV/0! | #DIV/0! | #DIV/0! | #DIV/0! | #DIV/0! | #DIV/0! | #DIV/0! | #DIV/0! | #DIV/0! | #DIV/0! | #DIV/0! | #DIV/0! | #DIV/0! | #DIV/0! | #DIV/0! | #DIV/0! | #DIV/0! | #DIV/0!
|  |  | Proposed Energy Use (kWh) | #DIV/0! | #DIV/0! | #DIV/0! | #DIV/0! | #DIV/0! | #DIV/0! | #DIV/0! | #DIV/0! | #DIV/0! | #DIV/0! | #DIV/0! | #DIV/0! | #DIV/0! | #DIV/0! | #DIV/0! | #DIV/0! | #DIV/0! | #DIV/0! | #DIV/0! | #DIV/0! | #DIV/0! | #DIV/0! | #DIV/0! | #DIV/0!
|  |  | Energy Savings (kWh) | #DIV/0! | #DIV/0! | #DIV/0! | #DIV/0! | #DIV/0! | #DIV/0! | #DIV/0! | #DIV/0! | #DIV/0! | #DIV/0! | #DIV/0! | #DIV/0! | #DIV/0! | #DIV/0! | #DIV/0! | #DIV/0! | #DIV/0! | #DIV/0! | #DIV/0! | #DIV/0! | #DIV/0! | #DIV/0! | #DIV/0! | #DIV/0!
C-10a ELC Calculation 100% UPS Operational Design Load
Efficiency Segments
Incoming Service Segment | Segment in, kVA | #DIV/0! |  | #DIV/0! | #DIV/0! | #DIV/0! | #DIV/0! | #DIV/0! | #DIV/0! | #DIV/0! | #DIV/0! | #DIV/0! | #DIV/0! | #DIV/0! | #DIV/0! | #DIV/0! | #DIV/0! | #DIV/0! | #DIV/0! | #DIV/0! | #DIV/0! | #DIV/0! | #DIV/0! | #DIV/0! | #DIV/0! | #DIV/0! | #DIV/0!
| Segment out, kVA | #DIV/0! |  | #DIV/0! | #DIV/0! | #DIV/0! | #DIV/0! | #DIV/0! | #DIV/0! | #DIV/0! | #DIV/0! | #DIV/0! | #DIV/0! | #DIV/0! | #DIV/0! | #DIV/0! | #DIV/0! | #DIV/0! | #DIV/0! | #DIV/0! | #DIV/0! | #DIV/0! | #DIV/0! | #DIV/0! | #DIV/0! | #DIV/0! | #DIV/0!
| Segment Loss, kVA | #DIV/0! |  | #DIV/0! | #DIV/0! | #DIV/0! | #DIV/0! | #DIV/0! | #DIV/0! | #DIV/0! | #DIV/0! | #DIV/0! | #DIV/0! | #DIV/0! | #DIV/0! | #DIV/0! | #DIV/0! | #DIV/0! | #DIV/0! | #DIV/0! | #DIV/0! | #DIV/0! | #DIV/0! | #DIV/0! | #DIV/0! | #DIV/0! | #DIV/0!
| Segment Efficiency, % | #DIV/0! |  | #DIV/0! | #DIV/0! | #DIV/0! | #DIV/0! | #DIV/0! | #DIV/0! | #DIV/0! | #DIV/0! | #DIV/0! | #DIV/0! | #DIV/0! | #DIV/0! | #DIV/0! | #DIV/0! | #DIV/0! | #DIV/0! | #DIV/0! | #DIV/0! | #DIV/0! | #DIV/0! | #DIV/0! | #DIV/0! | #DIV/0! | #DIV/0!
| Segment Loss, % | #DIV/0! |  | #DIV/0! | #DIV/0! | #DIV/0! | #DIV/0! | #DIV/0! | #DIV/0! | #DIV/0! | #DIV/0! | #DIV/0! | #DIV/0! | #DIV/0! | #DIV/0! | #DIV/0! | #DIV/0! | #DIV/0! | #DIV/0! | #DIV/0! | #DIV/0! | #DIV/0! | #DIV/0! | #DIV/0! | #DIV/0! | #DIV/0! | #DIV/0!
| Segment Loss Component | #NAME?
UPS Segment | Segment in, kVA | #DIV/0! |  | #DIV/0! | #DIV/0! | #DIV/0! | #DIV/0! | #DIV/0! | #DIV/0! | #DIV/0! | #DIV/0! | #DIV/0! | #DIV/0! | #DIV/0! | #DIV/0! | #DIV/0! | #DIV/0! | #DIV/0! | #DIV/0! | #DIV/0! | #DIV/0! | #DIV/0! | #DIV/0! | #DIV/0! | #DIV/0! | #DIV/0! | #DIV/0!
| Segment out, kVA | #DIV/0! |  | #DIV/0! | #DIV/0! | #DIV/0! | #DIV/0! | #DIV/0! | #DIV/0! | #DIV/0! | #DIV/0! | #DIV/0! | #DIV/0! | #DIV/0! | #DIV/0! | #DIV/0! | #DIV/0! | #DIV/0! | #DIV/0! | #DIV/0! | #DIV/0! | #DIV/0! | #DIV/0! | #DIV/0! | #DIV/0! | #DIV/0! | #DIV/0!
| Segment Loss, kVA | #DIV/0! |  | #DIV/0! | #DIV/0! | #DIV/0! | #DIV/0! | #DIV/0! | #DIV/0! | #DIV/0! | #DIV/0! | #DIV/0! | #DIV/0! | #DIV/0! | #DIV/0! | #DIV/0! | #DIV/0! | #DIV/0! | #DIV/0! | #DIV/0! | #DIV/0! | #DIV/0! | #DIV/0! | #DIV/0! | #DIV/0! | #DIV/0! | #DIV/0!
| Segment Efficiency, % | #DIV/0! |  | #DIV/0! | #DIV/0! | #DIV/0! | #DIV/0! | #DIV/0! | #DIV/0! | #DIV/0! | #DIV/0! | #DIV/0! | #DIV/0! | #DIV/0! | #DIV/0! | #DIV/0! | #DIV/0! | #DIV/0! | #DIV/0! | #DIV/0! | #DIV/0! | #DIV/0! | #DIV/0! | #DIV/0! | #DIV/0! | #DIV/0! | #DIV/0!
| Segment Loss, % | #DIV/0! |  | #DIV/0! | #DIV/0! | #DIV/0! | #DIV/0! | #DIV/0! | #DIV/0! | #DIV/0! | #DIV/0! | #DIV/0! | #DIV/0! | #DIV/0! | #DIV/0! | #DIV/0! | #DIV/0! | #DIV/0! | #DIV/0! | #DIV/0! | #DIV/0! | #DIV/0! | #DIV/0! | #DIV/0! | #DIV/0! | #DIV/0! | #DIV/0!
| Segment Loss Component | #DIV/0!
ITE Distribution Segment | Segment Loss, kVA | #DIV/0! |  | #DIV/0! | #DIV/0! | #DIV/0! | #DIV/0! | #DIV/0! | #DIV/0! | #DIV/0! | #DIV/0! | #DIV/0! | #DIV/0! | #DIV/0! | #DIV/0! | #DIV/0! | #DIV/0! | #DIV/0! | #DIV/0! | #DIV/0! | #DIV/0! | #DIV/0! | #DIV/0! | #DIV/0! | #DIV/0! | #DIV/0! | #DIV/0!
| Segment Efficiency, % | #DIV/0! |  | #DIV/0! | #DIV/0! | #DIV/0! | #DIV/0! | #DIV/0! | #DIV/0! | #DIV/0! | #DIV/0! | #DIV/0! | #DIV/0! | #DIV/0! | #DIV/0! | #DIV/0! | #DIV/0! | #DIV/0! | #DIV/0! | #DIV/0! | #DIV/0! | #DIV/0! | #DIV/0! | #DIV/0! | #DIV/0! | #DIV/0! | #DIV/0!
| Segment Loss, % | #DIV/0! |  | #DIV/0! | #DIV/0! | #DIV/0! | #DIV/0! | #DIV/0! | #DIV/0! | #DIV/0! | #DIV/0! | #DIV/0! | #DIV/0! | #DIV/0! | #DIV/0! | #DIV/0! | #DIV/0! | #DIV/0! | #DIV/0! | #DIV/0! | #DIV/0! | #DIV/0! | #DIV/0! | #DIV/0! | #DIV/0! | #DIV/0! | #DIV/0!
| Segment Loss Component | #DIV/0!
Electrical Loss Component (ELC) |  | #DIV/0! |  | #VALUE! | #VALUE! | #VALUE! | #VALUE! | #VALUE! | #VALUE! | #VALUE! | #VALUE! | #VALUE! | #VALUE! | #VALUE! | #VALUE! | #VALUE! | #VALUE! | #VALUE! | #VALUE! | #VALUE! | #VALUE! | #VALUE! | #VALUE! | #VALUE! | #VALUE! | #VALUE! | #VALUE!
ELC Calculation 50% UPS Operational Design Load
Efficiency Segments
Incoming Service Segment | Segment in, kVA | #DIV/0! |  | #DIV/0! | #DIV/0! | #DIV/0! | #DIV/0! | #DIV/0! | #DIV/0! | #DIV/0! | #DIV/0! | #DIV/0! | #DIV/0! | #DIV/0! | #DIV/0! | #DIV/0! | #DIV/0! | #DIV/0! | #DIV/0! | #DIV/0! | #DIV/0! | #DIV/0! | #DIV/0! | #DIV/0! | #DIV/0! | #DIV/0! | #DIV/0!
| Segment out, kVA | #DIV/0! |  | #DIV/0! | #DIV/0! | #DIV/0! | #DIV/0! | #DIV/0! | #DIV/0! | #DIV/0! | #DIV/0! | #DIV/0! | #DIV/0! | #DIV/0! | #DIV/0! | #DIV/0! | #DIV/0! | #DIV/0! | #DIV/0! | #DIV/0! | #DIV/0! | #DIV/0! | #DIV/0! | #DIV/0! | #DIV/0! | #DIV/0! | #DIV/0!
| Segment Loss, kVA | #DIV/0! |  | #DIV/0! | #DIV/0! | #DIV/0! | #DIV/0! | #DIV/0! | #DIV/0! | #DIV/0! | #DIV/0! | #DIV/0! | #DIV/0! | #DIV/0! | #DIV/0! | #DIV/0! | #DIV/0! | #DIV/0! | #DIV/0! | #DIV/0! | #DIV/0! | #DIV/0! | #DIV/0! | #DIV/0! | #DIV/0! | #DIV/0! | #DIV/0!
| Segment Efficiency, % | #DIV/0! |  | #DIV/0! | #DIV/0! | #DIV/0! | #DIV/0! | #DIV/0! | #DIV/0! | #DIV/0! | #DIV/0! | #DIV/0! | #DIV/0! | #DIV/0! | #DIV/0! | #DIV/0! | #DIV/0! | #DIV/0! | #DIV/0! | #DIV/0! | #DIV/0! | #DIV/0! | #DIV/0! | #DIV/0! | #DIV/0! | #DIV/0! | #DIV/0!
| Segment Loss, % | #DIV/0! |  | #DIV/0! | #DIV/0! | #DIV/0! | #DIV/0! | #DIV/0! | #DIV/0! | #DIV/0! | #DIV/0! | #DIV/0! | #DIV/0! | #DIV/0! | #DIV/0! | #DIV/0! | #DIV/0! | #DIV/0! | #DIV/0! | #DIV/0! | #DIV/0! | #DIV/0! | #DIV/0! | #DIV/0! | #DIV/0! | #DIV/0! | #DIV/0!
| Segment Loss Component | #DIV/0!
UPS Segment | Segment in, kVA | #DIV/0! |  | #DIV/0! | #DIV/0! | #DIV/0! | #DIV/0! | #DIV/0! | #DIV/0! | #DIV/0! | #DIV/0! | #DIV/0! | #DIV/0! | #DIV/0! | #DIV/0! | #DIV/0! | #DIV/0! | #DIV/0! | #DIV/0! | #DIV/0! | #DIV/0! | #DIV/0! | #DIV/0! | #DIV/0! | #DIV/0! | #DIV/0! | #DIV/0!
| Segment out, kVA | #DIV/0! |  | #DIV/0! | #DIV/0! | #DIV/0! | #DIV/0! | #DIV/0! | #DIV/0! | #DIV/0! | #DIV/0! | #DIV/0! | #DIV/0! | #DIV/0! | #DIV/0! | #DIV/0! | #DIV/0! | #DIV/0! | #DIV/0! | #DIV/0! | #DIV/0! | #DIV/0! | #DIV/0! | #DIV/0! | #DIV/0! | #DIV/0! | #DIV/0!
| Segment Loss, kVA | #DIV/0! |  | #DIV/0! | #DIV/0! | #DIV/0! | #DIV/0! | #DIV/0! | #DIV/0! | #DIV/0! | #DIV/0! | #DIV/0! | #DIV/0! | #DIV/0! | #DIV/0! | #DIV/0! | #DIV/0! | #DIV/0! | #DIV/0! | #DIV/0! | #DIV/0! | #DIV/0! | #DIV/0! | #DIV/0! | #DIV/0! | #DIV/0! | #DIV/0!
| Segment Efficiency, % | #DIV/0! |  | #DIV/0! | #DIV/0! | #DIV/0! | #DIV/0! | #DIV/0! | #DIV/0! | #DIV/0! | #DIV/0! | #DIV/0! | #DIV/0! | #DIV/0! | #DIV/0! | #DIV/0! | #DIV/0! | #DIV/0! | #DIV/0! | #DIV/0! | #DIV/0! | #DIV/0! | #DIV/0! | #DIV/0! | #DIV/0! | #DIV/0! | #DIV/0!
| Segment Loss, % | #DIV/0! |  | #DIV/0! | #DIV/0! | #DIV/0! | #DIV/0! | #DIV/0! | #DIV/0! | #DIV/0! | #DIV/0! | #DIV/0! | #DIV/0! | #DIV/0! | #DIV/0! | #DIV/0! | #DIV/0! | #DIV/0! | #DIV/0! | #DIV/0! | #DIV/0! | #DIV/0! | #DIV/0! | #DIV/0! | #DIV/0! | #DIV/0! | #DIV/0!
| Segment Loss Component | #DIV/0!
ITE Distribution Segment | Segment Loss, kVA | #DIV/0! |  | #DIV/0! | #DIV/0! | #DIV/0! | #DIV/0! | #DIV/0! | #DIV/0! | #DIV/0! | #DIV/0! | #DIV/0! | #DIV/0! | #DIV/0! | #DIV/0! | #DIV/0! | #DIV/0! | #DIV/0! | #DIV/0! | #DIV/0! | #DIV/0! | #DIV/0! | #DIV/0! | #DIV/0! | #DIV/0! | #DIV/0! | #DIV/0!
| Segment Efficiency, % | #DIV/0! |  | #DIV/0! | #DIV/0! | #DIV/0! | #DIV/0! | #DIV/0! | #DIV/0! | #DIV/0! | #DIV/0! | #DIV/0! | #DIV/0! | #DIV/0! | #DIV/0! | #DIV/0! | #DIV/0! | #DIV/0! | #DIV/0! | #DIV/0! | #DIV/0! | #DIV/0! | #DIV/0! | #DIV/0! | #DIV/0! | #DIV/0! | #DIV/0!
| Segment Loss, % | #DIV/0! |  | #DIV/0! | #DIV/0! | #DIV/0! | #DIV/0! | #DIV/0! | #DIV/0! | #DIV/0! | #DIV/0! | #DIV/0! | #DIV/0! | #DIV/0! | #DIV/0! | #DIV/0! | #DIV/0! | #DIV/0! | #DIV/0! | #DIV/0! | #DIV/0! | #DIV/0! | #DIV/0! | #DIV/0! | #DIV/0! | #DIV/0! | #DIV/0!
| Segment Loss Component | #DIV/0!
Electrical Loss Component (ELC) |  | #DIV/0! |  | #VALUE! | #VALUE! | #VALUE! | #VALUE! | #VALUE! | #VALUE! | #VALUE! | #VALUE! | #VALUE! | #VALUE! | #VALUE! | #VALUE! | #VALUE! | #VALUE! | #VALUE! | #VALUE! | #VALUE! | #VALUE! | #VALUE! | #VALUE! | #VALUE! | #VALUE! | #VALUE! | #VALUE!
ELC Calculation 25% UPS Operational Design Load
Efficiency Segments
Incoming Service Segment | Segment in, kVA | #DIV/0! |  | #DIV/0! | #DIV/0! | #DIV/0! | #DIV/0! | #DIV/0! | #DIV/0! | #DIV/0! | #DIV/0! | #DIV/0! | #DIV/0! | #DIV/0! | #DIV/0! | #DIV/0! | #DIV/0! | #DIV/0! | #DIV/0! | #DIV/0! | #DIV/0! | #DIV/0! | #DIV/0! | #DIV/0! | #DIV/0! | #DIV/0! | #DIV/0!
| Segment out, kVA | #DIV/0! |  | #DIV/0! | #DIV/0! | #DIV/0! | #DIV/0! | #DIV/0! | #DIV/0! | #DIV/0! | #DIV/0! | #DIV/0! | #DIV/0! | #DIV/0! | #DIV/0! | #DIV/0! | #DIV/0! | #DIV/0! | #DIV/0! | #DIV/0! | #DIV/0! | #DIV/0! | #DIV/0! | #DIV/0! | #DIV/0! | #DIV/0! | #DIV/0!
| Segment Loss, kVA | #DIV/0! |  | #DIV/0! | #DIV/0! | #DIV/0! | #DIV/0! | #DIV/0! | #DIV/0! | #DIV/0! | #DIV/0! | #DIV/0! | #DIV/0! | #DIV/0! | #DIV/0! | #DIV/0! | #DIV/0! | #DIV/0! | #DIV/0! | #DIV/0! | #DIV/0! | #DIV/0! | #DIV/0! | #DIV/0! | #DIV/0! | #DIV/0! | #DIV/0!
| Segment Efficiency, % | #DIV/0! |  | #DIV/0! | #DIV/0! | #DIV/0! | #DIV/0! | #DIV/0! | #DIV/0! | #DIV/0! | #DIV/0! | #DIV/0! | #DIV/0! | #DIV/0! | #DIV/0! | #DIV/0! | #DIV/0! | #DIV/0! | #DIV/0! | #DIV/0! | #DIV/0! | #DIV/0! | #DIV/0! | #DIV/0! | #DIV/0! | #DIV/0! | #DIV/0!
| Segment Loss, % | #DIV/0! |  | #DIV/0! | #DIV/0! | #DIV/0! | #DIV/0! | #DIV/0! | #DIV/0! | #DIV/0! | #DIV/0! | #DIV/0! | #DIV/0! | #DIV/0! | #DIV/0! | #DIV/0! | #DIV/0! | #DIV/0! | #DIV/0! | #DIV/0! | #DIV/0! | #DIV/0! | #DIV/0! | #DIV/0! | #DIV/0! | #DIV/0! | #DIV/0!
| Segment Loss Component | #DIV/0!
UPS Segment | Segment in, kVA | #DIV/0! |  | #DIV/0! | #DIV/0! | #DIV/0! | #DIV/0! | #DIV/0! | #DIV/0! | #DIV/0! | #DIV/0! | #DIV/0! | #DIV/0! | #DIV/0! | #DIV/0! | #DIV/0! | #DIV/0! | #DIV/0! | #DIV/0! | #DIV/0! | #DIV/0! | #DIV/0! | #DIV/0! | #DIV/0! | #DIV/0! | #DIV/0! | #DIV/0!
| Segment out, kVA | #DIV/0! |  | #DIV/0! | #DIV/0! | #DIV/0! | #DIV/0! | #DIV/0! | #DIV/0! | #DIV/0! | #DIV/0! | #DIV/0! | #DIV/0! | #DIV/0! | #DIV/0! | #DIV/0! | #DIV/0! | #DIV/0! | #DIV/0! | #DIV/0! | #DIV/0! | #DIV/0! | #DIV/0! | #DIV/0! | #DIV/0! | #DIV/0! | #DIV/0!
| Segment Loss, kVA | #DIV/0! |  | #DIV/0! | #DIV/0! | #DIV/0! | #DIV/0! | #DIV/0! | #DIV/0! | #DIV/0! | #DIV/0! | #DIV/0! | #DIV/0! | #DIV/0! | #DIV/0! | #DIV/0! | #DIV/0! | #DIV/0! | #DIV/0! | #DIV/0! | #DIV/0! | #DIV/0! | #DIV/0! | #DIV/0! | #DIV/0! | #DIV/0! | #DIV/0!
| Segment Efficiency, % | #DIV/0! |  | #DIV/0! | #DIV/0! | #DIV/0! | #DIV/0! | #DIV/0! | #DIV/0! | #DIV/0! | #DIV/0! | #DIV/0! | #DIV/0! | #DIV/0! | #DIV/0! | #DIV/0! | #DIV/0! | #DIV/0! | #DIV/0! | #DIV/0! | #DIV/0! | #DIV/0! | #DIV/0! | #DIV/0! | #DIV/0! | #DIV/0! | #DIV/0!
| Segment Loss, % | #DIV/0! |  | #DIV/0! | #DIV/0! | #DIV/0! | #DIV/0! | #DIV/0! | #DIV/0! | #DIV/0! | #DIV/0! | #DIV/0! | #DIV/0! | #DIV/0! | #DIV/0! | #DIV/0! | #DIV/0! | #DIV/0! | #DIV/0! | #DIV/0! | #DIV/0! | #DIV/0! | #DIV/0! | #DIV/0! | #DIV/0! | #DIV/0! | #DIV/0!
| Segment Loss Component | #DIV/0!
ITE Distribution Segment | Segment Loss, kVA | #DIV/0! |  | #DIV/0! | #DIV/0! | #DIV/0! | #DIV/0! | #DIV/0! | #DIV/0! | #DIV/0! | #DIV/0! | #DIV/0! | #DIV/0! | #DIV/0! | #DIV/0! | #DIV/0! | #DIV/0! | #DIV/0! | #DIV/0! | #DIV/0! | #DIV/0! | #DIV/0! | #DIV/0! | #DIV/0! | #DIV/0! | #DIV/0! | #DIV/0!
| Segment Efficiency, % | #DIV/0! |  | #DIV/0! | #DIV/0! | #DIV/0! | #DIV/0! | #DIV/0! | #DIV/0! | #DIV/0! | #DIV/0! | #DIV/0! | #DIV/0! | #DIV/0! | #DIV/0! | #DIV/0! | #DIV/0! | #DIV/0! | #DIV/0! | #DIV/0! | #DIV/0! | #DIV/0! | #DIV/0! | #DIV/0! | #DIV/0! | #DIV/0! | #DIV/0!
| Segment Loss, % | #DIV/0! |  | #DIV/0! | #DIV/0! | #DIV/0! | #DIV/0! | #DIV/0! | #DIV/0! | #DIV/0! | #DIV/0! | #DIV/0! | #DIV/0! | #DIV/0! | #DIV/0! | #DIV/0! | #DIV/0! | #DIV/0! | #DIV/0! | #DIV/0! | #DIV/0! | #DIV/0! | #DIV/0! | #DIV/0! | #DIV/0! | #DIV/0! | #DIV/0!
| Segment Loss Component | #DIV/0!
Electrical Loss Component (ELC) |  | #DIV/0! |  | #VALUE! | #VALUE! | #VALUE! | #VALUE! | #VALUE! | #VALUE! | #VALUE! | #VALUE! | #VALUE! | #VALUE! | #VALUE! | #VALUE! | #VALUE! | #VALUE! | #VALUE! | #VALUE! | #VALUE! | #VALUE! | #VALUE! | #VALUE! | #VALUE! | #VALUE! | #VALUE! | #VALUE!
C-1 Calculation of UPS Segment of ELC
UPS module size | a | 0 | kW | 0 | 0 | 0 | 0 | 0 | 0 | 0 | 0 | 0 | 0 | 0 | 0 | 0 | 0 | 0 | 0 | 0 | 0 | 0 | 0 | 0 | 0 | 0 | 0
Quantity Base UPS Modules | b | 0 |  | #DIV/0! | #DIV/0! | #DIV/0! | #DIV/0! | #DIV/0! | #DIV/0! | #DIV/0! | #DIV/0! | #DIV/0! | #DIV/0! | #DIV/0! | #DIV/0! | #DIV/0! | #DIV/0! | #DIV/0! | #DIV/0! | #DIV/0! | #DIV/0! | #DIV/0! | #DIV/0! | #DIV/0! | #DIV/0! | #DIV/0! | #DIV/0!
Quantity Redundancy UPS Modules | c | 0 |  | #DIV/0! | #DIV/0! | #DIV/0! | #DIV/0! | #DIV/0! | #DIV/0! | #DIV/0! | #DIV/0! | #DIV/0! | #DIV/0! | #DIV/0! | #DIV/0! | #DIV/0! | #DIV/0! | #DIV/0! | #DIV/0! | #DIV/0! | #DIV/0! | #DIV/0! | #DIV/0! | #DIV/0! | #DIV/0! | #DIV/0! | #DIV/0!
UPS Design Capacity | d | 0 | kW | #DIV/0! | #DIV/0! | #DIV/0! | #DIV/0! | #DIV/0! | #DIV/0! | #DIV/0! | #DIV/0! | #DIV/0! | #DIV/0! | #DIV/0! | #DIV/0! | #DIV/0! | #DIV/0! | #DIV/0! | #DIV/0! | #DIV/0! | #DIV/0! | #DIV/0! | #DIV/0! | #DIV/0! | #DIV/0! | #DIV/0! | #DIV/0!
Redundancy Capacity | e | 0 | kW | #DIV/0! | #DIV/0! | #DIV/0! | #DIV/0! | #DIV/0! | #DIV/0! | #DIV/0! | #DIV/0! | #DIV/0! | #DIV/0! | #DIV/0! | #DIV/0! | #DIV/0! | #DIV/0! | #DIV/0! | #DIV/0! | #DIV/0! | #DIV/0! | #DIV/0! | #DIV/0! | #DIV/0! | #DIV/0! | #DIV/0! | #DIV/0!
Total Capacity | f | 0 | kW | #DIV/0! | #DIV/0! | #DIV/0! | #DIV/0! | #DIV/0! | #DIV/0! | #DIV/0! | #DIV/0! | #DIV/0! | #DIV/0! | #DIV/0! | #DIV/0! | #DIV/0! | #DIV/0! | #DIV/0! | #DIV/0! | #DIV/0! | #DIV/0! | #DIV/0! | #DIV/0! | #DIV/0! | #DIV/0! | #DIV/0! | #DIV/0!
ITE Design Load | g | 0 | kW | 0 | 0 | 0 | 0 | 0 | 0 | 0 | 0 | 0 | 0 | 0 | 0 | 0 | 0 | 0 | 0 | 0 | 0 | 0 | 0 | 0 | 0 | 0 | 0
Additional UPS Loads | h | 0 | kW | #DIV/0! | #DIV/0! | #DIV/0! | #DIV/0! | #DIV/0! | #DIV/0! | #DIV/0! | #DIV/0! | #DIV/0! | #DIV/0! | #DIV/0! | #DIV/0! | #DIV/0! | #DIV/0! | #DIV/0! | #DIV/0! | #DIV/0! | #DIV/0! | #DIV/0! | #DIV/0! | #DIV/0! | #DIV/0! | #DIV/0! | #DIV/0!
UPS Operational Design Load | i | 0 | kW | #DIV/0! | #DIV/0! | #DIV/0! | #DIV/0! | #DIV/0! | #DIV/0! | #DIV/0! | #DIV/0! | #DIV/0! | #DIV/0! | #DIV/0! | #DIV/0! | #DIV/0! | #DIV/0! | #DIV/0! | #DIV/0! | #DIV/0! | #DIV/0! | #DIV/0! | #DIV/0! | #DIV/0! | #DIV/0! | #DIV/0! | #DIV/0!
UPS Power Factor | j | 0 |  | 0 | 0 | 0 | 0 | 0 | 0 | 0 | 0 | 0 | 0 | 0 | 0 | 0 | 0 | 0 | 0 | 0 | 0 | 0 | 0 | 0 | 0 | 0 | 0
UPS Input Phases |  | 0 |  | 0 | 0 | 0 | 0 | 0 | 0 | 0 | 0 | 0 | 0 | 0 | 0 | 0 | 0 | 0 | 0 | 0 | 0 | 0 | 0 | 0 | 0 | 0 | 0
UPS Input Voltage |  | 0 | V | 0 | 0 | 0 | 0 | 0 | 0 | 0 | 0 | 0 | 0 | 0 | 0 | 0 | 0 | 0 | 0 | 0 | 0 | 0 | 0 | 0 | 0 | 0 | 0
UPS Max Load |  | 0 | A | 0 | 0 | 0 | 0 | 0 | 0 | 0 | 0 | 0 | 0 | 0 | 0 | 0 | 0 | 0 | 0 | 0 | 0 | 0 | 0 | 0 | 0 | 0 | 0
100% UPS Design Load | k | #DIV/0! | % | #DIV/0! | #DIV/0! | #DIV/0! | #DIV/0! | #DIV/0! | #DIV/0! | #DIV/0! | #DIV/0! | #DIV/0! | #DIV/0! | #DIV/0! | #DIV/0! | #DIV/0! | #DIV/0! | #DIV/0! | #DIV/0! | #DIV/0! | #DIV/0! | #DIV/0! | #DIV/0! | #DIV/0! | #DIV/0! | #DIV/0! | #DIV/0!
Efficiency @ 100% Load | l | 0% | % | bar: 1 to 24
UPS 100% Load Input | m | #DIV/0! | kVA | #DIV/0! | #DIV/0! | #DIV/0! | #DIV/0! | #DIV/0! | #DIV/0! | #DIV/0! | #DIV/0! | #DIV/0! | #DIV/0! | #DIV/0! | #DIV/0! | #DIV/0! | #DIV/0! | #DIV/0! | #DIV/0! | #DIV/0! | #DIV/0! | #DIV/0! | #DIV/0! | #DIV/0! | #DIV/0! | #DIV/0! | #DIV/0!
UPS 100% Load Output | n | #DIV/0! | kVA | #DIV/0! | #DIV/0! | #DIV/0! | #DIV/0! | #DIV/0! | #DIV/0! | #DIV/0! | #DIV/0! | #DIV/0! | #DIV/0! | #DIV/0! | #DIV/0! | #DIV/0! | #DIV/0! | #DIV/0! | #DIV/0! | #DIV/0! | #DIV/0! | #DIV/0! | #DIV/0! | #DIV/0! | #DIV/0! | #DIV/0! | #DIV/0!
50% UPS Design Load | o | #DIV/0! | % | #DIV/0! | #DIV/0! | #DIV/0! | #DIV/0! | #DIV/0! | #DIV/0! | #DIV/0! | #DIV/0! | #DIV/0! | #DIV/0! | #DIV/0! | #DIV/0! | #DIV/0! | #DIV/0! | #DIV/0! | #DIV/0! | #DIV/0! | #DIV/0! | #DIV/0! | #DIV/0! | #DIV/0! | #DIV/0! | #DIV/0! | #DIV/0!
Efficiency @ 50% Load | p | 0% | % | bar: 1 to 24
UPS 50% Load Input | q | #DIV/0! | kVA | #DIV/0! | #DIV/0! | #DIV/0! | #DIV/0! | #DIV/0! | #DIV/0! | #DIV/0! | #DIV/0! | #DIV/0! | #DIV/0! | #DIV/0! | #DIV/0! | #DIV/0! | #DIV/0! | #DIV/0! | #DIV/0! | #DIV/0! | #DIV/0! | #DIV/0! | #DIV/0! | #DIV/0! | #DIV/0! | #DIV/0! | #DIV/0!
UPS 50% Load Output | r | #DIV/0! | kVA | #DIV/0! | #DIV/0! | #DIV/0! | #DIV/0! | #DIV/0! | #DIV/0! | #DIV/0! | #DIV/0! | #DIV/0! | #DIV/0! | #DIV/0! | #DIV/0! | #DIV/0! | #DIV/0! | #DIV/0! | #DIV/0! | #DIV/0! | #DIV/0! | #DIV/0! | #DIV/0! | #DIV/0! | #DIV/0! | #DIV/0! | #DIV/0!
25% UPS Design Load |  | #DIV/0! | % | #DIV/0! | #DIV/0! | #DIV/0! | #DIV/0! | #DIV/0! | #DIV/0! | #DIV/0! | #DIV/0! | #DIV/0! | #DIV/0! | #DIV/0! | #DIV/0! | #DIV/0! | #DIV/0! | #DIV/0! | #DIV/0! | #DIV/0! | #DIV/0! | #DIV/0! | #DIV/0! | #DIV/0! | #DIV/0! | #DIV/0! | #DIV/0!
Efficiency @ 25% Load |  | 0% | % | bar: 1 to 24
UPS 25% Load Input |  | #DIV/0! | kVA | #DIV/0! | #DIV/0! | #DIV/0! | #DIV/0! | #DIV/0! | #DIV/0! | #DIV/0! | #DIV/0! | #DIV/0! | #DIV/0! | #DIV/0! | #DIV/0! | #DIV/0! | #DIV/0! | #DIV/0! | #DIV/0! | #DIV/0! | #DIV/0! | #DIV/0! | #DIV/0! | #DIV/0! | #DIV/0! | #DIV/0! | #DIV/0!
UPS 25% Load Output |  | #DIV/0! | kVA | #DIV/0! | #DIV/0! | #DIV/0! | #DIV/0! | #DIV/0! | #DIV/0! | #DIV/0! | #DIV/0! | #DIV/0! | #DIV/0! | #DIV/0! | #DIV/0! | #DIV/0! | #DIV/0! | #DIV/0! | #DIV/0! | #DIV/0! | #DIV/0! | #DIV/0! | #DIV/0! | #DIV/0! | #DIV/0! | #DIV/0! | #DIV/0!
UPS Maximum Load kVA | s | #DIV/0! | kVA | #DIV/0! | #DIV/0! | #DIV/0! | #DIV/0! | #DIV/0! | #DIV/0! | #DIV/0! | #DIV/0! | #DIV/0! | #DIV/0! | #DIV/0! | #DIV/0! | #DIV/0! | #DIV/0! | #DIV/0! | #DIV/0! | #DIV/0! | #DIV/0! | #DIV/0! | #DIV/0! | #DIV/0! | #DIV/0! | #DIV/0! | #DIV/0!
C-2 Incoming Service Segment of ELEC based on circuit losses @ 100% Design Load - Low-Voltage Feeder Input Power Requirement
Volts In (Three-Phase) | a1 | 0 | V | 0 | 0 | 0 | 0 | 0 | 0 | 0 | 0 | 0 | 0 | 0 | 0 | 0 | 0 | 0 | 0 | 0 | 0 | 0 | 0 | 0 | 0 | 0 | 0
Current | b | #DIV/0! | A | #DIV/0! | #DIV/0! | #DIV/0! | #DIV/0! | #DIV/0! | #DIV/0! | #DIV/0! | #DIV/0! | #DIV/0! | #DIV/0! | #DIV/0! | #DIV/0! | #DIV/0! | #DIV/0! | #DIV/0! | #DIV/0! | #DIV/0! | #DIV/0! | #DIV/0! | #DIV/0! | #DIV/0! | #DIV/0! | #DIV/0! | #DIV/0!
Input Power | c | #DIV/0! | kVA | #DIV/0! | #DIV/0! | #DIV/0! | #DIV/0! | #DIV/0! | #DIV/0! | #DIV/0! | #DIV/0! | #DIV/0! | #DIV/0! | #DIV/0! | #DIV/0! | #DIV/0! | #DIV/0! | #DIV/0! | #DIV/0! | #DIV/0! | #DIV/0! | #DIV/0! | #DIV/0! | #DIV/0! | #DIV/0! | #DIV/0! | #DIV/0!
Feeder Length | d | 0 | ft | 0 | 0 | 0 | 0 | 0 | 0 | 0 | 0 | 0 | 0 | 0 | 0 | 0 | 0 | 0 | 0 | 0 | 0 | 0 | 0 | 0 | 0 | 0 | 0
Wire Gage | e | 0 | KcMil | 0 | 0 | 0 | 0 | 0 | 0 | 0 | 0 | 0 | 0 | 0 | 0 | 0 | 0 | 0 | 0 | 0 | 0 | 0 | 0 | 0 | 0 | 0 | 0
Ohms/1000 | f | 0 | 75C | 0 | 0 | 0 | 0 | 0 | 0 | 0 | 0 | 0 | 0 | 0 | 0 | 0 | 0 | 0 | 0 | 0 | 0 | 0 | 0 | 0 | 0 | 0 | 0
Wire Resistance | g | 0 | Ohms | 0 | 0 | 0 | 0 | 0 | 0 | 0 | 0 | 0 | 0 | 0 | 0 | 0 | 0 | 0 | 0 | 0 | 0 | 0 | 0 | 0 | 0 | 0 | 0
Loss | h | #DIV/0! | V | #DIV/0! | #DIV/0! | #DIV/0! | #DIV/0! | #DIV/0! | #DIV/0! | #DIV/0! | #DIV/0! | #DIV/0! | #DIV/0! | #DIV/0! | #DIV/0! | #DIV/0! | #DIV/0! | #DIV/0! | #DIV/0! | #DIV/0! | #DIV/0! | #DIV/0! | #DIV/0! | #DIV/0! | #DIV/0! | #DIV/0! | #DIV/0!
End | i | #DIV/0! | V | #DIV/0! | #DIV/0! | #DIV/0! | #DIV/0! | #DIV/0! | #DIV/0! | #DIV/0! | #DIV/0! | #DIV/0! | #DIV/0! | #DIV/0! | #DIV/0! | #DIV/0! | #DIV/0! | #DIV/0! | #DIV/0! | #DIV/0! | #DIV/0! | #DIV/0! | #DIV/0! | #DIV/0! | #DIV/0! | #DIV/0! | #DIV/0!
Voltage Loss | j | #DIV/0! | % | #DIV/0! | #DIV/0! | #DIV/0! | #DIV/0! | #DIV/0! | #DIV/0! | #DIV/0! | #DIV/0! | #DIV/0! | #DIV/0! | #DIV/0! | #DIV/0! | #DIV/0! | #DIV/0! | #DIV/0! | #DIV/0! | #DIV/0! | #DIV/0! | #DIV/0! | #DIV/0! | #DIV/0! | #DIV/0! | #DIV/0! | #DIV/0!
End Power | k | #DIV/0! | kVA | #DIV/0! | #DIV/0! | #DIV/0! | #DIV/0! | #DIV/0! | #DIV/0! | #DIV/0! | #DIV/0! | #DIV/0! | #DIV/0! | #DIV/0! | #DIV/0! | #DIV/0! | #DIV/0! | #DIV/0! | #DIV/0! | #DIV/0! | #DIV/0! | #DIV/0! | #DIV/0! | #DIV/0! | #DIV/0! | #DIV/0! | #DIV/0!
Power Loss | l | #DIV/0! | kVA | #DIV/0! | #DIV/0! | #DIV/0! | #DIV/0! | #DIV/0! | #DIV/0! | #DIV/0! | #DIV/0! | #DIV/0! | #DIV/0! | #DIV/0! | #DIV/0! | #DIV/0! | #DIV/0! | #DIV/0! | #DIV/0! | #DIV/0! | #DIV/0! | #DIV/0! | #DIV/0! | #DIV/0! | #DIV/0! | #DIV/0! | #DIV/0!
Power Loss | m | #DIV/0! | % | #DIV/0! | #DIV/0! | #DIV/0! | #DIV/0! | #DIV/0! | #DIV/0! | #DIV/0! | #DIV/0! | #DIV/0! | #DIV/0! | #DIV/0! | #DIV/0! | #DIV/0! | #DIV/0! | #DIV/0! | #DIV/0! | #DIV/0! | #DIV/0! | #DIV/0! | #DIV/0! | #DIV/0! | #DIV/0! | #DIV/0! | #DIV/0!
Segment Efficiency | n1 | #DIV/0! | % | #DIV/0! | #DIV/0! | #DIV/0! | #DIV/0! | #DIV/0! | #DIV/0! | #DIV/0! | #DIV/0! | #DIV/0! | #DIV/0! | #DIV/0! | #DIV/0! | #DIV/0! | #DIV/0! | #DIV/0! | #DIV/0! | #DIV/0! | #DIV/0! | #DIV/0! | #DIV/0! | #DIV/0! | #DIV/0! | #DIV/0! | #DIV/0!
C-3 Incoming Electrical Service Segment Based on Circuit Losses @ 100% Design Load - End Power Requirement
Volts In | a2 | 0 | V | 0 | 0 | 0 | 0 | 0 | 0 | 0 | 0 | 0 | 0 | 0 | 0 | 0 | 0 | 0 | 0 | 0 | 0 | 0 | 0 | 0 | 0 | 0 | 0
Current | b | #DIV/0! | A | #DIV/0! | #DIV/0! | #DIV/0! | #DIV/0! | #DIV/0! | #DIV/0! | #DIV/0! | #DIV/0! | #DIV/0! | #DIV/0! | #DIV/0! | #DIV/0! | #DIV/0! | #DIV/0! | #DIV/0! | #DIV/0! | #DIV/0! | #DIV/0! | #DIV/0! | #DIV/0! | #DIV/0! | #DIV/0! | #DIV/0! | #DIV/0!
Input Power | c | #DIV/0! | kVA | #DIV/0! | #DIV/0! | #DIV/0! | #DIV/0! | #DIV/0! | #DIV/0! | #DIV/0! | #DIV/0! | #DIV/0! | #DIV/0! | #DIV/0! | #DIV/0! | #DIV/0! | #DIV/0! | #DIV/0! | #DIV/0! | #DIV/0! | #DIV/0! | #DIV/0! | #DIV/0! | #DIV/0! | #DIV/0! | #DIV/0! | #DIV/0!
Transformer Efficiency | e | 0% | % | bar: 1 to 24
Transformer Loss | f | 100% | % | 100% | 100% | 100% | 100% | 100% | 100% | 100% | 100% | 100% | 100% | 100% | 100% | 100% | 100% | 100% | 100% | 100% | 100% | 100% | 100% | 100% | 100% | 100% | 100%
Transformer Voltage Ratio | g | #DIV/0! |  | #DIV/0! | #DIV/0! | #DIV/0! | #DIV/0! | #DIV/0! | #DIV/0! | #DIV/0! | #DIV/0! | #DIV/0! | #DIV/0! | #DIV/0! | #DIV/0! | #DIV/0! | #DIV/0! | #DIV/0! | #DIV/0! | #DIV/0! | #DIV/0! | #DIV/0! | #DIV/0! | #DIV/0! | #DIV/0! | #DIV/0! | #DIV/0!
End Volts | i | 0 | V | 0 | 0 | 0 | 0 | 0 | 0 | 0 | 0 | 0 | 0 | 0 | 0 | 0 | 0 | 0 | 0 | 0 | 0 | 0 | 0 | 0 | 0 | 0 | 0
End Power | h | #DIV/0! | kVA | #DIV/0! | #DIV/0! | #DIV/0! | #DIV/0! | #DIV/0! | #DIV/0! | #DIV/0! | #DIV/0! | #DIV/0! | #DIV/0! | #DIV/0! | #DIV/0! | #DIV/0! | #DIV/0! | #DIV/0! | #DIV/0! | #DIV/0! | #DIV/0! | #DIV/0! | #DIV/0! | #DIV/0! | #DIV/0! | #DIV/0! | #DIV/0!
Power Loss | i | #DIV/0! | kVA | #DIV/0! | #DIV/0! | #DIV/0! | #DIV/0! | #DIV/0! | #DIV/0! | #DIV/0! | #DIV/0! | #DIV/0! | #DIV/0! | #DIV/0! | #DIV/0! | #DIV/0! | #DIV/0! | #DIV/0! | #DIV/0! | #DIV/0! | #DIV/0! | #DIV/0! | #DIV/0! | #DIV/0! | #DIV/0! | #DIV/0! | #DIV/0!
Power Loss | m | #DIV/0! | % | #DIV/0! | #DIV/0! | #DIV/0! | #DIV/0! | #DIV/0! | #DIV/0! | #DIV/0! | #DIV/0! | #DIV/0! | #DIV/0! | #DIV/0! | #DIV/0! | #DIV/0! | #DIV/0! | #DIV/0! | #DIV/0! | #DIV/0! | #DIV/0! | #DIV/0! | #DIV/0! | #DIV/0! | #DIV/0! | #DIV/0! | #DIV/0!
Segment Efficiency | n2 | #DIV/0! | % | #DIV/0! | #DIV/0! | #DIV/0! | #DIV/0! | #DIV/0! | #DIV/0! | #DIV/0! | #DIV/0! | #DIV/0! | #DIV/0! | #DIV/0! | #DIV/0! | #DIV/0! | #DIV/0! | #DIV/0! | #DIV/0! | #DIV/0! | #DIV/0! | #DIV/0! | #DIV/0! | #DIV/0! | #DIV/0! | #DIV/0! | #DIV/0!
C-4 Incoming Electrical Service Segment of ELC Based on Circuit Losses at 100% Design Load - Medium-Voltage Feeder Input Power Requirement at Utility Service Point
Volts In | a3 | 0 | V | 0 | 0 | 0 | 0 | 0 | 0 | 0 | 0 | 0 | 0 | 0 | 0 | 0 | 0 | 0 | 0 | 0 | 0 | 0 | 0 | 0 | 0 | 0 | 0
Current | b | #DIV/0! | A | #DIV/0! | #DIV/0! | #DIV/0! | #DIV/0! | #DIV/0! | #DIV/0! | #DIV/0! | #DIV/0! | #DIV/0! | #DIV/0! | #DIV/0! | #DIV/0! | #DIV/0! | #DIV/0! | #DIV/0! | #DIV/0! | #DIV/0! | #DIV/0! | #DIV/0! | #DIV/0! | #DIV/0! | #DIV/0! | #DIV/0! | #DIV/0!
Input Power | c | #DIV/0! | kVA | #DIV/0! | #DIV/0! | #DIV/0! | #DIV/0! | #DIV/0! | #DIV/0! | #DIV/0! | #DIV/0! | #DIV/0! | #DIV/0! | #DIV/0! | #DIV/0! | #DIV/0! | #DIV/0! | #DIV/0! | #DIV/0! | #DIV/0! | #DIV/0! | #DIV/0! | #DIV/0! | #DIV/0! | #DIV/0! | #DIV/0! | #DIV/0!
Length | d | 0 | ft | 0 | 0 | 0 | 0 | 0 | 0 | 0 | 0 | 0 | 0 | 0 | 0 | 0 | 0 | 0 | 0 | 0 | 0 | 0 | 0 | 0 | 0 | 0 | 0
Wire Gage | e | 0 | KcMil | 0 | 0 | 0 | 0 | 0 | 0 | 0 | 0 | 0 | 0 | 0 | 0 | 0 | 0 | 0 | 0 | 0 | 0 | 0 | 0 | 0 | 0 | 0 | 0
Ohms/1000 75C | f | 0 | Ohms/1000 | 0 | 0 | 0 | 0 | 0 | 0 | 0 | 0 | 0 | 0 | 0 | 0 | 0 | 0 | 0 | 0 | 0 | 0 | 0 | 0 | 0 | 0 | 0 | 0
Resist Oms | g | 0 | Ohms | 0 | 0 | 0 | 0 | 0 | 0 | 0 | 0 | 0 | 0 | 0 | 0 | 0 | 0 | 0 | 0 | 0 | 0 | 0 | 0 | 0 | 0 | 0 | 0
Loss | h | #DIV/0! | V | #DIV/0! | #DIV/0! | #DIV/0! | #DIV/0! | #DIV/0! | #DIV/0! | #DIV/0! | #DIV/0! | #DIV/0! | #DIV/0! | #DIV/0! | #DIV/0! | #DIV/0! | #DIV/0! | #DIV/0! | #DIV/0! | #DIV/0! | #DIV/0! | #DIV/0! | #DIV/0! | #DIV/0! | #DIV/0! | #DIV/0! | #DIV/0!
End | i | #DIV/0! | V | #DIV/0! | #DIV/0! | #DIV/0! | #DIV/0! | #DIV/0! | #DIV/0! | #DIV/0! | #DIV/0! | #DIV/0! | #DIV/0! | #DIV/0! | #DIV/0! | #DIV/0! | #DIV/0! | #DIV/0! | #DIV/0! | #DIV/0! | #DIV/0! | #DIV/0! | #DIV/0! | #DIV/0! | #DIV/0! | #DIV/0! | #DIV/0!
Voltage Loss | j | #DIV/0! | % | #DIV/0! | #DIV/0! | #DIV/0! | #DIV/0! | #DIV/0! | #DIV/0! | #DIV/0! | #DIV/0! | #DIV/0! | #DIV/0! | #DIV/0! | #DIV/0! | #DIV/0! | #DIV/0! | #DIV/0! | #DIV/0! | #DIV/0! | #DIV/0! | #DIV/0! | #DIV/0! | #DIV/0! | #DIV/0! | #DIV/0! | #DIV/0!
End Power | k | #DIV/0! | kVA | #DIV/0! | #DIV/0! | #DIV/0! | #DIV/0! | #DIV/0! | #DIV/0! | #DIV/0! | #DIV/0! | #DIV/0! | #DIV/0! | #DIV/0! | #DIV/0! | #DIV/0! | #DIV/0! | #DIV/0! | #DIV/0! | #DIV/0! | #DIV/0! | #DIV/0! | #DIV/0! | #DIV/0! | #DIV/0! | #DIV/0! | #DIV/0!
Power Loss | l | #DIV/0! | kVA | #DIV/0! | #DIV/0! | #DIV/0! | #DIV/0! | #DIV/0! | #DIV/0! | #DIV/0! | #DIV/0! | #DIV/0! | #DIV/0! | #DIV/0! | #DIV/0! | #DIV/0! | #DIV/0! | #DIV/0! | #DIV/0! | #DIV/0! | #DIV/0! | #DIV/0! | #DIV/0! | #DIV/0! | #DIV/0! | #DIV/0! | #DIV/0!
Power Loss | m | #DIV/0! | % | #DIV/0! | #DIV/0! | #DIV/0! | #DIV/0! | #DIV/0! | #DIV/0! | #DIV/0! | #DIV/0! | #DIV/0! | #DIV/0! | #DIV/0! | #DIV/0! | #DIV/0! | #DIV/0! | #DIV/0! | #DIV/0! | #DIV/0! | #DIV/0! | #DIV/0! | #DIV/0! | #DIV/0! | #DIV/0! | #DIV/0! | #DIV/0!
Segment Efficiency | n3 | #DIV/0! | % | #DIV/0! | #DIV/0! | #DIV/0! | #DIV/0! | #DIV/0! | #DIV/0! | #DIV/0! | #DIV/0! | #DIV/0! | #DIV/0! | #DIV/0! | #DIV/0! | #DIV/0! | #DIV/0! | #DIV/0! | #DIV/0! | #DIV/0! | #DIV/0! | #DIV/0! | #DIV/0! | #DIV/0! | #DIV/0! | #DIV/0! | #DIV/0!
C-5 Incoming Electrical Service Segment Losses and Efficiencies
Calculation at 25% Load
Input Power | d | #DIV/0! | kVA | #DIV/0! | #DIV/0! | #DIV/0! | #DIV/0! | #DIV/0! | #DIV/0! | #DIV/0! | #DIV/0! | #DIV/0! | #DIV/0! | #DIV/0! | #DIV/0! | #DIV/0! | #DIV/0! | #DIV/0! | #DIV/0! | #DIV/0! | #DIV/0! | #DIV/0! | #DIV/0! | #DIV/0! | #DIV/0! | #DIV/0! | #DIV/0!
End Power | e | #DIV/0! | kVA | #DIV/0! | #DIV/0! | #DIV/0! | #DIV/0! | #DIV/0! | #DIV/0! | #DIV/0! | #DIV/0! | #DIV/0! | #DIV/0! | #DIV/0! | #DIV/0! | #DIV/0! | #DIV/0! | #DIV/0! | #DIV/0! | #DIV/0! | #DIV/0! | #DIV/0! | #DIV/0! | #DIV/0! | #DIV/0! | #DIV/0! | #DIV/0!
Power Loss | f | #DIV/0! | kVA | #DIV/0! | #DIV/0! | #DIV/0! | #DIV/0! | #DIV/0! | #DIV/0! | #DIV/0! | #DIV/0! | #DIV/0! | #DIV/0! | #DIV/0! | #DIV/0! | #DIV/0! | #DIV/0! | #DIV/0! | #DIV/0! | #DIV/0! | #DIV/0! | #DIV/0! | #DIV/0! | #DIV/0! | #DIV/0! | #DIV/0! | #DIV/0!
Total Power Loss | g | #DIV/0! | % | #DIV/0! | #DIV/0! | #DIV/0! | #DIV/0! | #DIV/0! | #DIV/0! | #DIV/0! | #DIV/0! | #DIV/0! | #DIV/0! | #DIV/0! | #DIV/0! | #DIV/0! | #DIV/0! | #DIV/0! | #DIV/0! | #DIV/0! | #DIV/0! | #DIV/0! | #DIV/0! | #DIV/0! | #DIV/0! | #DIV/0! | #DIV/0!
Segment Efficiency | h | #DIV/0! | % | #DIV/0! | #DIV/0! | #DIV/0! | #DIV/0! | #DIV/0! | #DIV/0! | #DIV/0! | #DIV/0! | #DIV/0! | #DIV/0! | #DIV/0! | #DIV/0! | #DIV/0! | #DIV/0! | #DIV/0! | #DIV/0! | #DIV/0! | #DIV/0! | #DIV/0! | #DIV/0! | #DIV/0! | #DIV/0! | #DIV/0! | #DIV/0!
Calculation at 50% Load
Input Power | d | #DIV/0! | kVA | #DIV/0! | #DIV/0! | #DIV/0! | #DIV/0! | #DIV/0! | #DIV/0! | #DIV/0! | #DIV/0! | #DIV/0! | #DIV/0! | #DIV/0! | #DIV/0! | #DIV/0! | #DIV/0! | #DIV/0! | #DIV/0! | #DIV/0! | #DIV/0! | #DIV/0! | #DIV/0! | #DIV/0! | #DIV/0! | #DIV/0! | #DIV/0!
End Power | e | #DIV/0! | kVA | #DIV/0! | #DIV/0! | #DIV/0! | #DIV/0! | #DIV/0! | #DIV/0! | #DIV/0! | #DIV/0! | #DIV/0! | #DIV/0! | #DIV/0! | #DIV/0! | #DIV/0! | #DIV/0! | #DIV/0! | #DIV/0! | #DIV/0! | #DIV/0! | #DIV/0! | #DIV/0! | #DIV/0! | #DIV/0! | #DIV/0! | #DIV/0!
Power Loss | f | #DIV/0! | kVA | #DIV/0! | #DIV/0! | #DIV/0! | #DIV/0! | #DIV/0! | #DIV/0! | #DIV/0! | #DIV/0! | #DIV/0! | #DIV/0! | #DIV/0! | #DIV/0! | #DIV/0! | #DIV/0! | #DIV/0! | #DIV/0! | #DIV/0! | #DIV/0! | #DIV/0! | #DIV/0! | #DIV/0! | #DIV/0! | #DIV/0! | #DIV/0!
Total Power Loss | g | #DIV/0! | % | #DIV/0! | #DIV/0! | #DIV/0! | #DIV/0! | #DIV/0! | #DIV/0! | #DIV/0! | #DIV/0! | #DIV/0! | #DIV/0! | #DIV/0! | #DIV/0! | #DIV/0! | #DIV/0! | #DIV/0! | #DIV/0! | #DIV/0! | #DIV/0! | #DIV/0! | #DIV/0! | #DIV/0! | #DIV/0! | #DIV/0! | #DIV/0!
Segment Efficiency | h | #DIV/0! | % | #DIV/0! | #DIV/0! | #DIV/0! | #DIV/0! | #DIV/0! | #DIV/0! | #DIV/0! | #DIV/0! | #DIV/0! | #DIV/0! | #DIV/0! | #DIV/0! | #DIV/0! | #DIV/0! | #DIV/0! | #DIV/0! | #DIV/0! | #DIV/0! | #DIV/0! | #DIV/0! | #DIV/0! | #DIV/0! | #DIV/0! | #DIV/0!
Calculation at 100% Load
Input Power | o | #DIV/0! | kVA | #DIV/0! | #DIV/0! | #DIV/0! | #DIV/0! | #DIV/0! | #DIV/0! | #DIV/0! | #DIV/0! | #DIV/0! | #DIV/0! | #DIV/0! | #DIV/0! | #DIV/0! | #DIV/0! | #DIV/0! | #DIV/0! | #DIV/0! | #DIV/0! | #DIV/0! | #DIV/0! | #DIV/0! | #DIV/0! | #DIV/0! | #DIV/0!
End Power | p | #DIV/0! | kVA | #DIV/0! | #DIV/0! | #DIV/0! | #DIV/0! | #DIV/0! | #DIV/0! | #DIV/0! | #DIV/0! | #DIV/0! | #DIV/0! | #DIV/0! | #DIV/0! | #DIV/0! | #DIV/0! | #DIV/0! | #DIV/0! | #DIV/0! | #DIV/0! | #DIV/0! | #DIV/0! | #DIV/0! | #DIV/0! | #DIV/0! | #DIV/0!
Power Loss | q | #DIV/0! | kVA | #DIV/0! | #DIV/0! | #DIV/0! | #DIV/0! | #DIV/0! | #DIV/0! | #DIV/0! | #DIV/0! | #DIV/0! | #DIV/0! | #DIV/0! | #DIV/0! | #DIV/0! | #DIV/0! | #DIV/0! | #DIV/0! | #DIV/0! | #DIV/0! | #DIV/0! | #DIV/0! | #DIV/0! | #DIV/0! | #DIV/0! | #DIV/0!
Total Power Loss | r | #DIV/0! | % | #DIV/0! | #DIV/0! | #DIV/0! | #DIV/0! | #DIV/0! | #DIV/0! | #DIV/0! | #DIV/0! | #DIV/0! | #DIV/0! | #DIV/0! | #DIV/0! | #DIV/0! | #DIV/0! | #DIV/0! | #DIV/0! | #DIV/0! | #DIV/0! | #DIV/0! | #DIV/0! | #DIV/0! | #DIV/0! | #DIV/0! | #DIV/0!
Segment Efficiency | s | #DIV/0! | % | #DIV/0! | #DIV/0! | #DIV/0! | #DIV/0! | #DIV/0! | #DIV/0! | #DIV/0! | #DIV/0! | #DIV/0! | #DIV/0! | #DIV/0! | #DIV/0! | #DIV/0! | #DIV/0! | #DIV/0! | #DIV/0! | #DIV/0! | #DIV/0! | #DIV/0! | #DIV/0! | #DIV/0! | #DIV/0! | #DIV/0! | #DIV/0!
C-6 ITE Distribution Segment Losses - Worst-Case UPS Feeder to PDU
Wire to PDU
PDU Input | a | #DIV/0! | kVA | #DIV/0! | #DIV/0! | #DIV/0! | #DIV/0! | #DIV/0! | #DIV/0! | #DIV/0! | #DIV/0! | #DIV/0! | #DIV/0! | #DIV/0! | #DIV/0! | #DIV/0! | #DIV/0! | #DIV/0! | #DIV/0! | #DIV/0! | #DIV/0! | #DIV/0! | #DIV/0! | #DIV/0! | #DIV/0! | #DIV/0! | #DIV/0!
PDU Quantity | b | 0 |  | 0 | 0 | 0 | 0 | 0 | 0 | 0 | 0 | 0 | 0 | 0 | 0 | 0 | 0 | 0 | 0 | 0 | 0 | 0 | 0 | 0 | 0 | 0 | 0
PDU Size | c | 250 | kVA | 250 | 251 | 252 | 253 | 254 | 255 | 256 | 257 | 258 | 259 | 260 | 261 | 262 | 263 | 264 | 265 | 266 | 267 | 268 | 269 | 270 | 271 | 272 | 273
PDU Actual | d | #DIV/0! | kVA | #DIV/0! | #DIV/0! | #DIV/0! | #DIV/0! | #DIV/0! | #DIV/0! | #DIV/0! | #DIV/0! | #DIV/0! | #DIV/0! | #DIV/0! | #DIV/0! | #DIV/0! | #DIV/0! | #DIV/0! | #DIV/0! | #DIV/0! | #DIV/0! | #DIV/0! | #DIV/0! | #DIV/0! | #DIV/0! | #DIV/0! | #DIV/0!
PDU Volts In | e | 0 | V | 0 | 0 | 0 | 0 | 0 | 0 | 0 | 0 | 0 | 0 | 0 | 0 | 0 | 0 | 0 | 0 | 0 | 0 | 0 | 0 | 0 | 0 | 0 | 0
PDU Input (3Φ A) | f | #DIV/0! | A | #DIV/0! | #DIV/0! | #DIV/0! | #DIV/0! | #DIV/0! | #DIV/0! | #DIV/0! | #DIV/0! | #DIV/0! | #DIV/0! | #DIV/0! | #DIV/0! | #DIV/0! | #DIV/0! | #DIV/0! | #DIV/0! | #DIV/0! | #DIV/0! | #DIV/0! | #DIV/0! | #DIV/0! | #DIV/0! | #DIV/0! | #DIV/0!
Wire Length | g | 0 | ft | 0 | 0 | 0 | 0 | 0 | 0 | 0 | 0 | 0 | 0 | 0 | 0 | 0 | 0 | 0 | 0 | 0 | 0 | 0 | 0 | 0 | 0 | 0 | 0
Wire Gage | h | 0 | KcMil | 0 | 0 | 0 | 0 | 0 | 0 | 0 | 0 | 0 | 0 | 0 | 0 | 0 | 0 | 0 | 0 | 0 | 0 | 0 | 0 | 0 | 0 | 0 | 0
Ohms/1000 | i | 0 | 75C | 0 | 0 | 0 | 0 | 0 | 0 | 0 | 0 | 0 | 0 | 0 | 0 | 0 | 0 | 0 | 0 | 0 | 0 | 0 | 0 | 0 | 0 | 0 | 0
Wire Resistance | j | 0 | Ohms | 0 | 0 | 0 | 0 | 0 | 0 | 0 | 0 | 0 | 0 | 0 | 0 | 0 | 0 | 0 | 0 | 0 | 0 | 0 | 0 | 0 | 0 | 0 | 0
Loss | k | 0 | V | 0 | 0 | 0 | 0 | 0 | 0 | 0 | 0 | 0 | 0 | 0 | 0 | 0 | 0 | 0 | 0 | 0 | 0 | 0 | 0 | 0 | 0 | 0 | 0
Feeder Output | l | 0 | V | 0 | 0 | 0 | 0 | 0 | 0 | 0 | 0 | 0 | 0 | 0 | 0 | 0 | 0 | 0 | 0 | 0 | 0 | 0 | 0 | 0 | 0 | 0 | 0
Feeder Output | m | #DIV/0! | kVA | #DIV/0! | #DIV/0! | #DIV/0! | #DIV/0! | #DIV/0! | #DIV/0! | #DIV/0! | #DIV/0! | #DIV/0! | #DIV/0! | #DIV/0! | #DIV/0! | #DIV/0! | #DIV/0! | #DIV/0! | #DIV/0! | #DIV/0! | #DIV/0! | #DIV/0! | #DIV/0! | #DIV/0! | #DIV/0! | #DIV/0! | #DIV/0!
Power Loss | n1 | #DIV/0! | kVA | #DIV/0! | #DIV/0! | #DIV/0! | #DIV/0! | #DIV/0! | #DIV/0! | #DIV/0! | #DIV/0! | #DIV/0! | #DIV/0! | #DIV/0! | #DIV/0! | #DIV/0! | #DIV/0! | #DIV/0! | #DIV/0! | #DIV/0! | #DIV/0! | #DIV/0! | #DIV/0! | #DIV/0! | #DIV/0! | #DIV/0! | #DIV/0!
Power Loss | o | #DIV/0! | % | #DIV/0! | #DIV/0! | #DIV/0! | #DIV/0! | #DIV/0! | #DIV/0! | #DIV/0! | #DIV/0! | #DIV/0! | #DIV/0! | #DIV/0! | #DIV/0! | #DIV/0! | #DIV/0! | #DIV/0! | #DIV/0! | #DIV/0! | #DIV/0! | #DIV/0! | #DIV/0! | #DIV/0! | #DIV/0! | #DIV/0! | #DIV/0!
Segment Efficiency | p1 | #DIV/0! | % | #DIV/0! | #DIV/0! | #DIV/0! | #DIV/0! | #DIV/0! | #DIV/0! | #DIV/0! | #DIV/0! | #DIV/0! | #DIV/0! | #DIV/0! | #DIV/0! | #DIV/0! | #DIV/0! | #DIV/0! | #DIV/0! | #DIV/0! | #DIV/0! | #DIV/0! | #DIV/0! | #DIV/0! | #DIV/0! | #DIV/0! | #DIV/0!
C-7 ITE Distribution Segment Losses - Worst-Case PDU Loss
Transformer
Transformer Rating | a | 250 | kVA | 250 | 251 | 252 | 253 | 254 | 255 | 256 | 257 | 258 | 259 | 260 | 261 | 262 | 263 | 264 | 265 | 266 | 267 | 268 | 269 | 270 | 271 | 272 | 273
Transformer Input | b | #DIV/0! | kVA | #DIV/0! | #DIV/0! | #DIV/0! | #DIV/0! | #DIV/0! | #DIV/0! | #DIV/0! | #DIV/0! | #DIV/0! | #DIV/0! | #DIV/0! | #DIV/0! | #DIV/0! | #DIV/0! | #DIV/0! | #DIV/0! | #DIV/0! | #DIV/0! | #DIV/0! | #DIV/0! | #DIV/0! | #DIV/0! | #DIV/0! | #DIV/0!
Transformer Input | c | 0 | V | 0 | 0 | 0 | 0 | 0 | 0 | 0 | 0 | 0 | 0 | 0 | 0 | 0 | 0 | 0 | 0 | 0 | 0 | 0 | 0 | 0 | 0 | 0 | 0
Transformer Output | d | 0 | V | 0 | 0 | 0 | 0 | 0 | 0 | 0 | 0 | 0 | 0 | 0 | 0 | 0 | 0 | 0 | 0 | 0 | 0 | 0 | 0 | 0 | 0 | 0 | 0
Transformer Efficiency | e | 0% | % | bar: 250 to 273
Transformer Loss | k | 100% | % | 100% | 100% | 100% | 100% | 100% | 100% | 100% | 100% | 100% | 100% | 100% | 100% | 100% | 100% | 100% | 100% | 100% | 100% | 100% | 100% | 100% | 100% | 100% | 100%
Transformer Output | m | #DIV/0! | kVA | #DIV/0! | #DIV/0! | #DIV/0! | #DIV/0! | #DIV/0! | #DIV/0! | #DIV/0! | #DIV/0! | #DIV/0! | #DIV/0! | #DIV/0! | #DIV/0! | #DIV/0! | #DIV/0! | #DIV/0! | #DIV/0! | #DIV/0! | #DIV/0! | #DIV/0! | #DIV/0! | #DIV/0! | #DIV/0! | #DIV/0! | #DIV/0!
Power Loss | n2 | #DIV/0! | kVA | #DIV/0! | #DIV/0! | #DIV/0! | #DIV/0! | #DIV/0! | #DIV/0! | #DIV/0! | #DIV/0! | #DIV/0! | #DIV/0! | #DIV/0! | #DIV/0! | #DIV/0! | #DIV/0! | #DIV/0! | #DIV/0! | #DIV/0! | #DIV/0! | #DIV/0! | #DIV/0! | #DIV/0! | #DIV/0! | #DIV/0! | #DIV/0!
Power Loss | o | #DIV/0! | % | #DIV/0! | #DIV/0! | #DIV/0! | #DIV/0! | #DIV/0! | #DIV/0! | #DIV/0! | #DIV/0! | #DIV/0! | #DIV/0! | #DIV/0! | #DIV/0! | #DIV/0! | #DIV/0! | #DIV/0! | #DIV/0! | #DIV/0! | #DIV/0! | #DIV/0! | #DIV/0! | #DIV/0! | #DIV/0! | #DIV/0! | #DIV/0!
Segment Efficiency | p2 | #DIV/0! | % | #DIV/0! | #DIV/0! | #DIV/0! | #DIV/0! | #DIV/0! | #DIV/0! | #DIV/0! | #DIV/0! | #DIV/0! | #DIV/0! | #DIV/0! | #DIV/0! | #DIV/0! | #DIV/0! | #DIV/0! | #DIV/0! | #DIV/0! | #DIV/0! | #DIV/0! | #DIV/0! | #DIV/0! | #DIV/0! | #DIV/0! | #DIV/0!
C-8 ITE Distribution Segment Losses - Worst-Case Branch Circuit to Cabinet
Distribution Wire
Distribution Volts (Single Phase) | a | 0 | V | 0 | 0 | 0 | 0 | 0 | 0 | 0 | 0 | 0 | 0 | 0 | 0 | 0 | 0 | 0 | 0 | 0 | 0 | 0 | 0 | 0 | 0 | 0 | 0
Breaker Rating | b | 0 | A | 0 | 0 | 0 | 0 | 0 | 0 | 0 | 0 | 0 | 0 | 0 | 0 | 0 | 0 | 0 | 0 | 0 | 0 | 0 | 0 | 0 | 0 | 0 | 0
Maximum Current | c | 0 | A | 0 | 0 | 0 | 0 | 0 | 0 | 0 | 0 | 0 | 0 | 0 | 0 | 0 | 0 | 0 | 0 | 0 | 0 | 0 | 0 | 0 | 0 | 0 | 0
Maximum Power | d | 0 | kVA | 0 | 0 | 0 | 0 | 0 | 0 | 0 | 0 | 0 | 0 | 0 | 0 | 0 | 0 | 0 | 0 | 0 | 0 | 0 | 0 | 0 | 0 | 0 | 0
Wire Size | e | 0 | AWG | 0 | 0 | 0 | 0 | 0 | 0 | 0 | 0 | 0 | 0 | 0 | 0 | 0 | 0 | 0 | 0 | 0 | 0 | 0 | 0 | 0 | 0 | 0 | 0
Wire Length | f | 0 | ft | 0 | 0 | 0 | 0 | 0 | 0 | 0 | 0 | 0 | 0 | 0 | 0 | 0 | 0 | 0 | 0 | 0 | 0 | 0 | 0 | 0 | 0 | 0 | 0
Ohms/1000 @ 75C | g | 0 | Ohms/1000 | 0 | 0 | 0 | 0 | 0 | 0 | 0 | 0 | 0 | 0 | 0 | 0 | 0 | 0 | 0 | 0 | 0 | 0 | 0 | 0 | 0 | 0 | 0 | 0
Wire Resistance | h | 0 | Ohms | 0 | 0 | 0 | 0 | 0 | 0 | 0 | 0 | 0 | 0 | 0 | 0 | 0 | 0 | 0 | 0 | 0 | 0 | 0 | 0 | 0 | 0 | 0 | 0
Loss | i | 0 | V | 0 | 0 | 0 | 0 | 0 | 0 | 0 | 0 | 0 | 0 | 0 | 0 | 0 | 0 | 0 | 0 | 0 | 0 | 0 | 0 | 0 | 0 | 0 | 0
End | j | 0 | V | 0 | 0 | 0 | 0 | 0 | 0 | 0 | 0 | 0 | 0 | 0 | 0 | 0 | 0 | 0 | 0 | 0 | 0 | 0 | 0 | 0 | 0 | 0 | 0
Efficiency | k | #DIV/0! | % | #DIV/0! | #DIV/0! | #DIV/0! | #DIV/0! | #DIV/0! | #DIV/0! | #DIV/0! | #DIV/0! | #DIV/0! | #DIV/0! | #DIV/0! | #DIV/0! | #DIV/0! | #DIV/0! | #DIV/0! | #DIV/0! | #DIV/0! | #DIV/0! | #DIV/0! | #DIV/0! | #DIV/0! | #DIV/0! | #DIV/0! | #DIV/0!
Loss | l | #DIV/0! | % | #DIV/0! | #DIV/0! | #DIV/0! | #DIV/0! | #DIV/0! | #DIV/0! | #DIV/0! | #DIV/0! | #DIV/0! | #DIV/0! | #DIV/0! | #DIV/0! | #DIV/0! | #DIV/0! | #DIV/0! | #DIV/0! | #DIV/0! | #DIV/0! | #DIV/0! | #DIV/0! | #DIV/0! | #DIV/0! | #DIV/0! | #DIV/0!
End Power | m | 0 | kVA | 0 | 0 | 0 | 0 | 0 | 0 | 0 | 0 | 0 | 0 | 0 | 0 | 0 | 0 | 0 | 0 | 0 | 0 | 0 | 0 | 0 | 0 | 0 | 0
Power Loss | n3 | 0 | kVA | 0 | 0 | 0 | 0 | 0 | 0 | 0 | 0 | 0 | 0 | 0 | 0 | 0 | 0 | 0 | 0 | 0 | 0 | 0 | 0 | 0 | 0 | 0 | 0
Power Loss | o | #DIV/0! | % | #DIV/0! | #DIV/0! | #DIV/0! | #DIV/0! | #DIV/0! | #DIV/0! | #DIV/0! | #DIV/0! | #DIV/0! | #DIV/0! | #DIV/0! | #DIV/0! | #DIV/0! | #DIV/0! | #DIV/0! | #DIV/0! | #DIV/0! | #DIV/0! | #DIV/0! | #DIV/0! | #DIV/0! | #DIV/0! | #DIV/0! | #DIV/0!
Segment Efficiency | p3 | #DIV/0! | % | #DIV/0! | #DIV/0! | #DIV/0! | #DIV/0! | #DIV/0! | #DIV/0! | #DIV/0! | #DIV/0! | #DIV/0! | #DIV/0! | #DIV/0! | #DIV/0! | #DIV/0! | #DIV/0! | #DIV/0! | #DIV/0! | #DIV/0! | #DIV/0! | #DIV/0! | #DIV/0! | #DIV/0! | #DIV/0! | #DIV/0! | #DIV/0!
C-9 ITE Distribution Segment Losses and Efficiencies
Calculation at 25% Load
Wire to PDU | Input Power | #DIV/0! | kVA | #DIV/0! | #DIV/0! | #DIV/0! | #DIV/0! | #DIV/0! | #DIV/0! | #DIV/0! | #DIV/0! | #DIV/0! | #DIV/0! | #DIV/0! | #DIV/0! | #DIV/0! | #DIV/0! | #DIV/0! | #DIV/0! | #DIV/0! | #DIV/0! | #DIV/0! | #DIV/0! | #DIV/0! | #DIV/0! | #DIV/0! | #DIV/0!
| End Power | #DIV/0! | kVA | #DIV/0! | #DIV/0! | #DIV/0! | #DIV/0! | #DIV/0! | #DIV/0! | #DIV/0! | #DIV/0! | #DIV/0! | #DIV/0! | #DIV/0! | #DIV/0! | #DIV/0! | #DIV/0! | #DIV/0! | #DIV/0! | #DIV/0! | #DIV/0! | #DIV/0! | #DIV/0! | #DIV/0! | #DIV/0! | #DIV/0! | #DIV/0!
| Power Loss | #DIV/0! | kVA | #DIV/0! | #DIV/0! | #DIV/0! | #DIV/0! | #DIV/0! | #DIV/0! | #DIV/0! | #DIV/0! | #DIV/0! | #DIV/0! | #DIV/0! | #DIV/0! | #DIV/0! | #DIV/0! | #DIV/0! | #DIV/0! | #DIV/0! | #DIV/0! | #DIV/0! | #DIV/0! | #DIV/0! | #DIV/0! | #DIV/0! | #DIV/0!
| Total Power Loss | #DIV/0! |  | #DIV/0! | #DIV/0! | #DIV/0! | #DIV/0! | #DIV/0! | #DIV/0! | #DIV/0! | #DIV/0! | #DIV/0! | #DIV/0! | #DIV/0! | #DIV/0! | #DIV/0! | #DIV/0! | #DIV/0! | #DIV/0! | #DIV/0! | #DIV/0! | #DIV/0! | #DIV/0! | #DIV/0! | #DIV/0! | #DIV/0! | #DIV/0!
| Segment Efficiency | #DIV/0! |  | #DIV/0! | #DIV/0! | #DIV/0! | #DIV/0! | #DIV/0! | #DIV/0! | #DIV/0! | #DIV/0! | #DIV/0! | #DIV/0! | #DIV/0! | #DIV/0! | #DIV/0! | #DIV/0! | #DIV/0! | #DIV/0! | #DIV/0! | #DIV/0! | #DIV/0! | #DIV/0! | #DIV/0! | #DIV/0! | #DIV/0! | #DIV/0!
Transformer | Input Power | #DIV/0! | kVA | #DIV/0! | #DIV/0! | #DIV/0! | #DIV/0! | #DIV/0! | #DIV/0! | #DIV/0! | #DIV/0! | #DIV/0! | #DIV/0! | #DIV/0! | #DIV/0! | #DIV/0! | #DIV/0! | #DIV/0! | #DIV/0! | #DIV/0! | #DIV/0! | #DIV/0! | #DIV/0! | #DIV/0! | #DIV/0! | #DIV/0! | #DIV/0!
| End Power | #DIV/0! | kVA | #DIV/0! | #DIV/0! | #DIV/0! | #DIV/0! | #DIV/0! | #DIV/0! | #DIV/0! | #DIV/0! | #DIV/0! | #DIV/0! | #DIV/0! | #DIV/0! | #DIV/0! | #DIV/0! | #DIV/0! | #DIV/0! | #DIV/0! | #DIV/0! | #DIV/0! | #DIV/0! | #DIV/0! | #DIV/0! | #DIV/0! | #DIV/0!
| Power Loss | #DIV/0! | kVA | #DIV/0! | #DIV/0! | #DIV/0! | #DIV/0! | #DIV/0! | #DIV/0! | #DIV/0! | #DIV/0! | #DIV/0! | #DIV/0! | #DIV/0! | #DIV/0! | #DIV/0! | #DIV/0! | #DIV/0! | #DIV/0! | #DIV/0! | #DIV/0! | #DIV/0! | #DIV/0! | #DIV/0! | #DIV/0! | #DIV/0! | #DIV/0!
| Total Power Loss | #DIV/0! |  | #DIV/0! | #DIV/0! | #DIV/0! | #DIV/0! | #DIV/0! | #DIV/0! | #DIV/0! | #DIV/0! | #DIV/0! | #DIV/0! | #DIV/0! | #DIV/0! | #DIV/0! | #DIV/0! | #DIV/0! | #DIV/0! | #DIV/0! | #DIV/0! | #DIV/0! | #DIV/0! | #DIV/0! | #DIV/0! | #DIV/0! | #DIV/0!
| Segment Efficiency | #DIV/0! |  | #DIV/0! | #DIV/0! | #DIV/0! | #DIV/0! | #DIV/0! | #DIV/0! | #DIV/0! | #DIV/0! | #DIV/0! | #DIV/0! | #DIV/0! | #DIV/0! | #DIV/0! | #DIV/0! | #DIV/0! | #DIV/0! | #DIV/0! | #DIV/0! | #DIV/0! | #DIV/0! | #DIV/0! | #DIV/0! | #DIV/0! | #DIV/0!
Distribution Wire | Input Power | 0 | kVA | 0 | 0 | 0 | 0 | 0 | 0 | 0 | 0 | 0 | 0 | 0 | 0 | 0 | 0 | 0 | 0 | 0 | 0 | 0 | 0 | 0 | 0 | 0 | 0
| End Power | 0 | kVA | 0 | 0 | 0 | 0 | 0 | 0 | 0 | 0 | 0 | 0 | 0 | 0 | 0 | 0 | 0 | 0 | 0 | 0 | 0 | 0 | 0 | 0 | 0 | 0
| Power Loss | 0 | kVA | 0 | 0 | 0 | 0 | 0 | 0 | 0 | 0 | 0 | 0 | 0 | 0 | 0 | 0 | 0 | 0 | 0 | 0 | 0 | 0 | 0 | 0 | 0 | 0
| Total Power Loss | #DIV/0! |  | #DIV/0! | #DIV/0! | #DIV/0! | #DIV/0! | #DIV/0! | #DIV/0! | #DIV/0! | #DIV/0! | #DIV/0! | #DIV/0! | #DIV/0! | #DIV/0! | #DIV/0! | #DIV/0! | #DIV/0! | #DIV/0! | #DIV/0! | #DIV/0! | #DIV/0! | #DIV/0! | #DIV/0! | #DIV/0! | #DIV/0! | #DIV/0!
| Segment Efficiency | #DIV/0! |  | #DIV/0! | #DIV/0! | #DIV/0! | #DIV/0! | #DIV/0! | #DIV/0! | #DIV/0! | #DIV/0! | #DIV/0! | #DIV/0! | #DIV/0! | #DIV/0! | #DIV/0! | #DIV/0! | #DIV/0! | #DIV/0! | #DIV/0! | #DIV/0! | #DIV/0! | #DIV/0! | #DIV/0! | #DIV/0! | #DIV/0! | #DIV/0!
Distribution Efficiency | Power Loss | #DIV/0! | kVA | #DIV/0! | #DIV/0! | #DIV/0! | #DIV/0! | #DIV/0! | #DIV/0! | #DIV/0! | #DIV/0! | #DIV/0! | #DIV/0! | #DIV/0! | #DIV/0! | #DIV/0! | #DIV/0! | #DIV/0! | #DIV/0! | #DIV/0! | #DIV/0! | #DIV/0! | #DIV/0! | #DIV/0! | #DIV/0! | #DIV/0! | #DIV/0!
| Total Power Loss | #DIV/0! |  | #DIV/0! | #DIV/0! | #DIV/0! | #DIV/0! | #DIV/0! | #DIV/0! | #DIV/0! | #DIV/0! | #DIV/0! | #DIV/0! | #DIV/0! | #DIV/0! | #DIV/0! | #DIV/0! | #DIV/0! | #DIV/0! | #DIV/0! | #DIV/0! | #DIV/0! | #DIV/0! | #DIV/0! | #DIV/0! | #DIV/0! | #DIV/0!
| Segment Efficiency | #DIV/0! |  | #DIV/0! | #DIV/0! | #DIV/0! | #DIV/0! | #DIV/0! | #DIV/0! | #DIV/0! | #DIV/0! | #DIV/0! | #DIV/0! | #DIV/0! | #DIV/0! | #DIV/0! | #DIV/0! | #DIV/0! | #DIV/0! | #DIV/0! | #DIV/0! | #DIV/0! | #DIV/0! | #DIV/0! | #DIV/0! | #DIV/0! | #DIV/0!
Calculation at 50% Load
Wire to PDU | Input Power | #DIV/0! | kVA | #DIV/0! | #DIV/0! | #DIV/0! | #DIV/0! | #DIV/0! | #DIV/0! | #DIV/0! | #DIV/0! | #DIV/0! | #DIV/0! | #DIV/0! | #DIV/0! | #DIV/0! | #DIV/0! | #DIV/0! | #DIV/0! | #DIV/0! | #DIV/0! | #DIV/0! | #DIV/0! | #DIV/0! | #DIV/0! | #DIV/0! | #DIV/0!
| End Power | #DIV/0! | kVA | #DIV/0! | #DIV/0! | #DIV/0! | #DIV/0! | #DIV/0! | #DIV/0! | #DIV/0! | #DIV/0! | #DIV/0! | #DIV/0! | #DIV/0! | #DIV/0! | #DIV/0! | #DIV/0! | #DIV/0! | #DIV/0! | #DIV/0! | #DIV/0! | #DIV/0! | #DIV/0! | #DIV/0! | #DIV/0! | #DIV/0! | #DIV/0!
| Power Loss | #DIV/0! | kVA | #DIV/0! | #DIV/0! | #DIV/0! | #DIV/0! | #DIV/0! | #DIV/0! | #DIV/0! | #DIV/0! | #DIV/0! | #DIV/0! | #DIV/0! | #DIV/0! | #DIV/0! | #DIV/0! | #DIV/0! | #DIV/0! | #DIV/0! | #DIV/0! | #DIV/0! | #DIV/0! | #DIV/0! | #DIV/0! | #DIV/0! | #DIV/0!
| Total Power Loss | #DIV/0! |  | #DIV/0! | #DIV/0! | #DIV/0! | #DIV/0! | #DIV/0! | #DIV/0! | #DIV/0! | #DIV/0! | #DIV/0! | #DIV/0! | #DIV/0! | #DIV/0! | #DIV/0! | #DIV/0! | #DIV/0! | #DIV/0! | #DIV/0! | #DIV/0! | #DIV/0! | #DIV/0! | #DIV/0! | #DIV/0! | #DIV/0! | #DIV/0!
| Segment Efficiency | #DIV/0! |  | #DIV/0! | #DIV/0! | #DIV/0! | #DIV/0! | #DIV/0! | #DIV/0! | #DIV/0! | #DIV/0! | #DIV/0! | #DIV/0! | #DIV/0! | #DIV/0! | #DIV/0! | #DIV/0! | #DIV/0! | #DIV/0! | #DIV/0! | #DIV/0! | #DIV/0! | #DIV/0! | #DIV/0! | #DIV/0! | #DIV/0! | #DIV/0!
Transformer | Input Power | #DIV/0! | kVA | #DIV/0! | #DIV/0! | #DIV/0! | #DIV/0! | #DIV/0! | #DIV/0! | #DIV/0! | #DIV/0! | #DIV/0! | #DIV/0! | #DIV/0! | #DIV/0! | #DIV/0! | #DIV/0! | #DIV/0! | #DIV/0! | #DIV/0! | #DIV/0! | #DIV/0! | #DIV/0! | #DIV/0! | #DIV/0! | #DIV/0! | #DIV/0!
| End Power | #DIV/0! | kVA | #DIV/0! | #DIV/0! | #DIV/0! | #DIV/0! | #DIV/0! | #DIV/0! | #DIV/0! | #DIV/0! | #DIV/0! | #DIV/0! | #DIV/0! | #DIV/0! | #DIV/0! | #DIV/0! | #DIV/0! | #DIV/0! | #DIV/0! | #DIV/0! | #DIV/0! | #DIV/0! | #DIV/0! | #DIV/0! | #DIV/0! | #DIV/0!
| Power Loss | #DIV/0! | kVA | #DIV/0! | #DIV/0! | #DIV/0! | #DIV/0! | #DIV/0! | #DIV/0! | #DIV/0! | #DIV/0! | #DIV/0! | #DIV/0! | #DIV/0! | #DIV/0! | #DIV/0! | #DIV/0! | #DIV/0! | #DIV/0! | #DIV/0! | #DIV/0! | #DIV/0! | #DIV/0! | #DIV/0! | #DIV/0! | #DIV/0! | #DIV/0!
| Total Power Loss | #DIV/0! |  | #DIV/0! | #DIV/0! | #DIV/0! | #DIV/0! | #DIV/0! | #DIV/0! | #DIV/0! | #DIV/0! | #DIV/0! | #DIV/0! | #DIV/0! | #DIV/0! | #DIV/0! | #DIV/0! | #DIV/0! | #DIV/0! | #DIV/0! | #DIV/0! | #DIV/0! | #DIV/0! | #DIV/0! | #DIV/0! | #DIV/0! | #DIV/0!
| Segment Efficiency | #DIV/0! |  | #DIV/0! | #DIV/0! | #DIV/0! | #DIV/0! | #DIV/0! | #DIV/0! | #DIV/0! | #DIV/0! | #DIV/0! | #DIV/0! | #DIV/0! | #DIV/0! | #DIV/0! | #DIV/0! | #DIV/0! | #DIV/0! | #DIV/0! | #DIV/0! | #DIV/0! | #DIV/0! | #DIV/0! | #DIV/0! | #DIV/0! | #DIV/0!
Distribution Wire | Input Power | 0 | kVA | 0 | 0 | 0 | 0 | 0 | 0 | 0 | 0 | 0 | 0 | 0 | 0 | 0 | 0 | 0 | 0 | 0 | 0 | 0 | 0 | 0 | 0 | 0 | 0
| End Power | 0 | kVA | 0 | 0 | 0 | 0 | 0 | 0 | 0 | 0 | 0 | 0 | 0 | 0 | 0 | 0 | 0 | 0 | 0 | 0 | 0 | 0 | 0 | 0 | 0 | 0
| Power Loss | 0 | kVA | 0 | 0 | 0 | 0 | 0 | 0 | 0 | 0 | 0 | 0 | 0 | 0 | 0 | 0 | 0 | 0 | 0 | 0 | 0 | 0 | 0 | 0 | 0 | 0
| Total Power Loss | #DIV/0! |  | #DIV/0! | #DIV/0! | #DIV/0! | #DIV/0! | #DIV/0! | #DIV/0! | #DIV/0! | #DIV/0! | #DIV/0! | #DIV/0! | #DIV/0! | #DIV/0! | #DIV/0! | #DIV/0! | #DIV/0! | #DIV/0! | #DIV/0! | #DIV/0! | #DIV/0! | #DIV/0! | #DIV/0! | #DIV/0! | #DIV/0! | #DIV/0!
| Segment Efficiency | #DIV/0! |  | #DIV/0! | #DIV/0! | #DIV/0! | #DIV/0! | #DIV/0! | #DIV/0! | #DIV/0! | #DIV/0! | #DIV/0! | #DIV/0! | #DIV/0! | #DIV/0! | #DIV/0! | #DIV/0! | #DIV/0! | #DIV/0! | #DIV/0! | #DIV/0! | #DIV/0! | #DIV/0! | #DIV/0! | #DIV/0! | #DIV/0! | #DIV/0!
Distribution Efficiency | Power Loss | #DIV/0! | kVA | #DIV/0! | #DIV/0! | #DIV/0! | #DIV/0! | #DIV/0! | #DIV/0! | #DIV/0! | #DIV/0! | #DIV/0! | #DIV/0! | #DIV/0! | #DIV/0! | #DIV/0! | #DIV/0! | #DIV/0! | #DIV/0! | #DIV/0! | #DIV/0! | #DIV/0! | #DIV/0! | #DIV/0! | #DIV/0! | #DIV/0! | #DIV/0!
| Total Power Loss | #DIV/0! |  | #DIV/0! | #DIV/0! | #DIV/0! | #DIV/0! | #DIV/0! | #DIV/0! | #DIV/0! | #DIV/0! | #DIV/0! | #DIV/0! | #DIV/0! | #DIV/0! | #DIV/0! | #DIV/0! | #DIV/0! | #DIV/0! | #DIV/0! | #DIV/0! | #DIV/0! | #DIV/0! | #DIV/0! | #DIV/0! | #DIV/0! | #DIV/0!
| Segment Efficiency | #DIV/0! |  | #DIV/0! | #DIV/0! | #DIV/0! | #DIV/0! | #DIV/0! | #DIV/0! | #DIV/0! | #DIV/0! | #DIV/0! | #DIV/0! | #DIV/0! | #DIV/0! | #DIV/0! | #DIV/0! | #DIV/0! | #DIV/0! | #DIV/0! | #DIV/0! | #DIV/0! | #DIV/0! | #DIV/0! | #DIV/0! | #DIV/0! | #DIV/0!
Calculation at 100% Load
Wire to PDU | Input Power | #DIV/0! | kVA | #DIV/0! | #DIV/0! | #DIV/0! | #DIV/0! | #DIV/0! | #DIV/0! | #DIV/0! | #DIV/0! | #DIV/0! | #DIV/0! | #DIV/0! | #DIV/0! | #DIV/0! | #DIV/0! | #DIV/0! | #DIV/0! | #DIV/0! | #DIV/0! | #DIV/0! | #DIV/0! | #DIV/0! | #DIV/0! | #DIV/0! | #DIV/0!
| End Power | #DIV/0! | kVA | #DIV/0! | #DIV/0! | #DIV/0! | #DIV/0! | #DIV/0! | #DIV/0! | #DIV/0! | #DIV/0! | #DIV/0! | #DIV/0! | #DIV/0! | #DIV/0! | #DIV/0! | #DIV/0! | #DIV/0! | #DIV/0! | #DIV/0! | #DIV/0! | #DIV/0! | #DIV/0! | #DIV/0! | #DIV/0! | #DIV/0! | #DIV/0!
| Power Loss | #DIV/0! | kVA | #DIV/0! | #DIV/0! | #DIV/0! | #DIV/0! | #DIV/0! | #DIV/0! | #DIV/0! | #DIV/0! | #DIV/0! | #DIV/0! | #DIV/0! | #DIV/0! | #DIV/0! | #DIV/0! | #DIV/0! | #DIV/0! | #DIV/0! | #DIV/0! | #DIV/0! | #DIV/0! | #DIV/0! | #DIV/0! | #DIV/0! | #DIV/0!
| Total Power Loss | #DIV/0! |  | #DIV/0! | #DIV/0! | #DIV/0! | #DIV/0! | #DIV/0! | #DIV/0! | #DIV/0! | #DIV/0! | #DIV/0! | #DIV/0! | #DIV/0! | #DIV/0! | #DIV/0! | #DIV/0! | #DIV/0! | #DIV/0! | #DIV/0! | #DIV/0! | #DIV/0! | #DIV/0! | #DIV/0! | #DIV/0! | #DIV/0! | #DIV/0!
| Segment Efficiency | #DIV/0! |  | #DIV/0! | #DIV/0! | #DIV/0! | #DIV/0! | #DIV/0! | #DIV/0! | #DIV/0! | #DIV/0! | #DIV/0! | #DIV/0! | #DIV/0! | #DIV/0! | #DIV/0! | #DIV/0! | #DIV/0! | #DIV/0! | #DIV/0! | #DIV/0! | #DIV/0! | #DIV/0! | #DIV/0! | #DIV/0! | #DIV/0! | #DIV/0!
Transformer | Input Power | #DIV/0! | kVA | #DIV/0! | #DIV/0! | #DIV/0! | #DIV/0! | #DIV/0! | #DIV/0! | #DIV/0! | #DIV/0! | #DIV/0! | #DIV/0! | #DIV/0! | #DIV/0! | #DIV/0! | #DIV/0! | #DIV/0! | #DIV/0! | #DIV/0! | #DIV/0! | #DIV/0! | #DIV/0! | #DIV/0! | #DIV/0! | #DIV/0! | #DIV/0!
| End Power | #DIV/0! | kVA | #DIV/0! | #DIV/0! | #DIV/0! | #DIV/0! | #DIV/0! | #DIV/0! | #DIV/0! | #DIV/0! | #DIV/0! | #DIV/0! | #DIV/0! | #DIV/0! | #DIV/0! | #DIV/0! | #DIV/0! | #DIV/0! | #DIV/0! | #DIV/0! | #DIV/0! | #DIV/0! | #DIV/0! | #DIV/0! | #DIV/0! | #DIV/0!
| Power Loss | #DIV/0! | kVA | #DIV/0! | #DIV/0! | #DIV/0! | #DIV/0! | #DIV/0! | #DIV/0! | #DIV/0! | #DIV/0! | #DIV/0! | #DIV/0! | #DIV/0! | #DIV/0! | #DIV/0! | #DIV/0! | #DIV/0! | #DIV/0! | #DIV/0! | #DIV/0! | #DIV/0! | #DIV/0! | #DIV/0! | #DIV/0! | #DIV/0! | #DIV/0!
| Total Power Loss | #DIV/0! |  | #DIV/0! | #DIV/0! | #DIV/0! | #DIV/0! | #DIV/0! | #DIV/0! | #DIV/0! | #DIV/0! | #DIV/0! | #DIV/0! | #DIV/0! | #DIV/0! | #DIV/0! | #DIV/0! | #DIV/0! | #DIV/0! | #DIV/0! | #DIV/0! | #DIV/0! | #DIV/0! | #DIV/0! | #DIV/0! | #DIV/0! | #DIV/0!
| Segment Efficiency | #DIV/0! |  | #DIV/0! | #DIV/0! | #DIV/0! | #DIV/0! | #DIV/0! | #DIV/0! | #DIV/0! | #DIV/0! | #DIV/0! | #DIV/0! | #DIV/0! | #DIV/0! | #DIV/0! | #DIV/0! | #DIV/0! | #DIV/0! | #DIV/0! | #DIV/0! | #DIV/0! | #DIV/0! | #DIV/0! | #DIV/0! | #DIV/0! | #DIV/0!
Distribution Wire | Input Power | 0 | kVA | 0 | 0 | 0 | 0 | 0 | 0 | 0 | 0 | 0 | 0 | 0 | 0 | 0 | 0 | 0 | 0 | 0 | 0 | 0 | 0 | 0 | 0 | 0 | 0
| End Power | 0 | kVA | 0 | 0 | 0 | 0 | 0 | 0 | 0 | 0 | 0 | 0 | 0 | 0 | 0 | 0 | 0 | 0 | 0 | 0 | 0 | 0 | 0 | 0 | 0 | 0
| Power Loss | 0 | kVA | 0 | 0 | 0 | 0 | 0 | 0 | 0 | 0 | 0 | 0 | 0 | 0 | 0 | 0 | 0 | 0 | 0 | 0 | 0 | 0 | 0 | 0 | 0 | 0
| Total Power Loss | #DIV/0! |  | #DIV/0! | #DIV/0! | #DIV/0! | #DIV/0! | #DIV/0! | #DIV/0! | #DIV/0! | #DIV/0! | #DIV/0! | #DIV/0! | #DIV/0! | #DIV/0! | #DIV/0! | #DIV/0! | #DIV/0! | #DIV/0! | #DIV/0! | #DIV/0! | #DIV/0! | #DIV/0! | #DIV/0! | #DIV/0! | #DIV/0! | #DIV/0!
| Segment Efficiency | #DIV/0! |  | #DIV/0! | #DIV/0! | #DIV/0! | #DIV/0! | #DIV/0! | #DIV/0! | #DIV/0! | #DIV/0! | #DIV/0! | #DIV/0! | #DIV/0! | #DIV/0! | #DIV/0! | #DIV/0! | #DIV/0! | #DIV/0! | #DIV/0! | #DIV/0! | #DIV/0! | #DIV/0! | #DIV/0! | #DIV/0! | #DIV/0! | #DIV/0!
Distribution Efficiency | Power Loss | #DIV/0! | kVA | #DIV/0! | #DIV/0! | #DIV/0! | #DIV/0! | #DIV/0! | #DIV/0! | #DIV/0! | #DIV/0! | #DIV/0! | #DIV/0! | #DIV/0! | #DIV/0! | #DIV/0! | #DIV/0! | #DIV/0! | #DIV/0! | #DIV/0! | #DIV/0! | #DIV/0! | #DIV/0! | #DIV/0! | #DIV/0! | #DIV/0! | #DIV/0!
| Total Power Loss | #DIV/0! |  | #DIV/0! | #DIV/0! | #DIV/0! | #DIV/0! | #DIV/0! | #DIV/0! | #DIV/0! | #DIV/0! | #DIV/0! | #DIV/0! | #DIV/0! | #DIV/0! | #DIV/0! | #DIV/0! | #DIV/0! | #DIV/0! | #DIV/0! | #DIV/0! | #DIV/0! | #DIV/0! | #DIV/0! | #DIV/0! | #DIV/0! | #DIV/0!
| Segment Efficiency | #DIV/0! |  | #DIV/0! | #DIV/0! | #DIV/0! | #DIV/0! | #DIV/0! | #DIV/0! | #DIV/0! | #DIV/0! | #DIV/0! | #DIV/0! | #DIV/0! | #DIV/0! | #DIV/0! | #DIV/0! | #DIV/0! | #DIV/0! | #DIV/0! | #DIV/0! | #DIV/0! | #DIV/0! | #DIV/0! | #DIV/0! | #DIV/0! | #DIV/0!
Note on C5: Michael Swanson: Input ramping plan adjustment factor on "Mechanical" tab
Note on N21: Michael Swanson: Incorrect. Should be 0.213, total efficiency is the product of each component efficiency
Note on O21: Michael Swanson: Incorrect. Should be 0.213, total efficiency is the product of each component efficiency

## Mechanical (hidden)
Summary of Results - Mechanical System | [11 empty] | Monthly Mechanical Energy Use
|  |  |  | Notes: | [7 empty] | Month | ITE Load | ITE Fraction | MLC Based on Proposed design | Monthly Energy Use (kWh) | Baseline Energy Use (kWh) | Savings (kWh) |  | MLC Based on Linear Interpolation | Monthly Energy Use (kWh) | Baseline Energy Use (kWh) | Savings (kWh)
ASHRAE 90.4-2019 Calculation: |  |  |  | cooling energy = all site energy required to provide cooling and humidification via vaport compression, ventilation, dehumidification, evaporation, absorption, adsorption, or other means. Includes cooling for UPS and transformers, if provided. | [7 empty] | 1 | 0 | #DIV/0! | #DIV/0! | #DIV/0! | #VALUE! | #VALUE! |  | #VALUE! | #VALUE! | #VALUE! | #VALUE! | #VALUE!
Climate Zone | #N/A |  |  | pump energy = all pump energy used to distribute fluids for cooling and heat rejection | [7 empty] | 2 | 0 | #DIV/0! | #DIV/0! | #DIV/0! | #VALUE! | #VALUE! |  | #VALUE! | #VALUE! | #VALUE! | #VALUE! | #VALUE!
Data Center Design ITE Load | 0 | kW | [9 empty] | 3 | 0 | #DIV/0! | #DIV/0! | #DIV/0! | #VALUE! | #VALUE! |  | #VALUE! | #VALUE! | #VALUE! | #VALUE! | #VALUE!
Maximum Annualized Mechanical Load Component | [11 empty] | 4 | 0 | #DIV/0! | #DIV/0! | #DIV/0! | #VALUE! | #VALUE! |  | #VALUE! | #VALUE! | #VALUE! | #VALUE! | #VALUE!
Ramping Plan adjustment factor | 1 | [10 empty] | 5 | 0 | #DIV/0! | #DIV/0! | #DIV/0! | #VALUE! | #VALUE! |  | #VALUE! | #VALUE! | #VALUE! | #VALUE! | #VALUE!
[12 empty] | 6 | 0 | #DIV/0! | #DIV/0! | #DIV/0! | #VALUE! | #VALUE! |  | #VALUE! | #VALUE! | #VALUE! | #VALUE! | #VALUE!
Allowable Mechanical Load | [11 empty] | 7 | 0 | #DIV/0! | #DIV/0! | #DIV/0! | #VALUE! | #VALUE! |  | #VALUE! | #VALUE! | #VALUE! | #VALUE! | #VALUE!
Mech_Energy25% | #VALUE! | kWh | [9 empty] | 8 | 0 | #DIV/0! | #DIV/0! | #DIV/0! | #VALUE! | #VALUE! |  | #VALUE! | #VALUE! | #VALUE! | #VALUE! | #VALUE!
Mech_Energy50% | #VALUE! | kWh |  | heat rejection fan energy = sum of all heat rejection fan energy (e.g. outdoor cooling towers, fluid coolers, condensing units) | [7 empty] | 9 | 0 | #DIV/0! | #DIV/0! | #DIV/0! | #VALUE! | #VALUE! |  | #VALUE! | #VALUE! | #VALUE! | #VALUE! | #VALUE!
Mech_Energy75% | #VALUE! | kWh | [9 empty] | 10 | 0 | #DIV/0! | #DIV/0! | #DIV/0! | #VALUE! | #VALUE! |  | #VALUE! | #VALUE! | #VALUE! | #VALUE! | #VALUE!
Mech_Energy100% | #VALUE! | kWh | [9 empty] | 11 | 0 | #DIV/0! | #DIV/0! | #DIV/0! | #VALUE! | #VALUE! |  | #VALUE! | #VALUE! | #VALUE! | #VALUE! | #VALUE!
Allowable Total Load | #VALUE! | kWh | [9 empty] | 12 | 0 | #DIV/0! | #DIV/0! | #DIV/0! | #VALUE! | #VALUE! |  | #VALUE! | #VALUE! | #VALUE! | #VALUE! | #VALUE!
[12 empty] | 13 | 0 | #DIV/0! | #DIV/0! | #DIV/0! | #VALUE! | #VALUE! |  | #VALUE! | #VALUE! | #VALUE! | #VALUE! | #VALUE!
Proposed system calculations: | [11 empty] | 14 | 0 | #DIV/0! | #DIV/0! | #DIV/0! | #VALUE! | #VALUE! |  | #VALUE! | #VALUE! | #VALUE! | #VALUE! | #VALUE!
Mech_Energy25% |  | kWh | [9 empty] | 15 | 0 | #DIV/0! | #DIV/0! | #DIV/0! | #VALUE! | #VALUE! |  | #VALUE! | #VALUE! | #VALUE! | #VALUE! | #VALUE!
Mech_Energy50% |  | kWh |  | AHU fan energy = sum of all fan energy, except for ITE internal fans, used to distribute and exhaust air for cooling, ventilation, humidifcation, and dehumidification. | [7 empty] | 16 | 0 | #DIV/0! | #DIV/0! | #DIV/0! | #VALUE! | #VALUE! |  | #VALUE! | #VALUE! | #VALUE! | #VALUE! | #VALUE!
Mech_Energy75% |  | kWh | [9 empty] | 17 | 0 | #DIV/0! | #DIV/0! | #DIV/0! | #VALUE! | #VALUE! |  | #VALUE! | #VALUE! | #VALUE! | #VALUE! | #VALUE!
Mech_Energy100% |  | kWh | [9 empty] | 18 | 0 | #DIV/0! | #DIV/0! | #DIV/0! | #VALUE! | #VALUE! |  | #VALUE! | #VALUE! | #VALUE! | #VALUE! | #VALUE!
[12 empty] | 19 | 0 | #DIV/0! | #DIV/0! | #DIV/0! | #VALUE! | #VALUE! |  | #VALUE! | #VALUE! | #VALUE! | #VALUE! | #VALUE!
Data Center ITE Energy 25% | 0 | kWh | [9 empty] | 20 | 0 | #DIV/0! | #DIV/0! | #DIV/0! | #VALUE! | #VALUE! |  | #VALUE! | #VALUE! | #VALUE! | #VALUE! | #VALUE!
Data Center ITE Energy 50% | 0 | kWh | [9 empty] | 21 | 0 | #DIV/0! | #DIV/0! | #DIV/0! | #VALUE! | #VALUE! |  | #VALUE! | #VALUE! | #VALUE! | #VALUE! | #VALUE!
Data Center ITE Energy 75% | 0 | kWh | [9 empty] | 22 | 0 | #DIV/0! | #DIV/0! | #DIV/0! | #VALUE! | #VALUE! |  | #VALUE! | #VALUE! | #VALUE! | #VALUE! | #VALUE!
Data Center ITE Energy 100% | 0 | kWh | [9 empty] | 23 | 0 | #DIV/0! | #DIV/0! | #DIV/0! | #VALUE! | #VALUE! |  | #VALUE! | #VALUE! | #VALUE! | #VALUE! | #VALUE!
Total Data Center ITE Energy | 0 | kWh |  | Polynomial fit | [6 empty] | Final projected 1st phase ITE load | 24 | 0 | #DIV/0! | #DIV/0! | #DIV/0! | #VALUE! | #VALUE! |  | #VALUE! | #VALUE! | #VALUE! | #VALUE! | #VALUE!
|  |  |  | ITE fraction |  |  | coefficients |  | try linear interpolation of ITE fraction between appropriate points | 0 | kW | Totals |  |  |  | #DIV/0! | #VALUE! | #VALUE! |  |  | #VALUE! | #VALUE! | #VALUE! | #VALUE!
Proposed MLC at various loads: |  |  |  | 0 | 0 |  | a | #VALUE! | [6 empty] | Phase 1 average MLC | Phase 1 average ITE load |  | Phase 1 average |  |  |  |  | 2-year average
25% | #VALUE! |  |  | 0.25 | #VALUE! |  | b | #VALUE! | [6 empty] | #DIV/0! | 0 |  | #VALUE! | kWh/mo |  |  |  | #VALUE! | #VALUE!
50% | #VALUE! |  |  | 0.5 | #VALUE! |  | c | #VALUE! | [9 empty] | Phase 1 Annual savings |  |  |  |  | Annual savings
75% | #VALUE! |  |  | 0.75 | #VALUE! |  | d | #VALUE! | [9 empty] | #VALUE! | kWh |  |  |  | #VALUE! | #VALUE!
100% | #VALUE! |  |  | 1 | #VALUE! |  | e | 0 | [6 empty] | Cumulative MLC
#DIV/0!
Calculated Annualized Mechanical Load Component | #VALUE!
|  |  |  | Polynominal | Linear
0
|  |  | 0.25 | #VALUE! | #VALUE! | #VALUE!
|  |  | 0.5 | #VALUE! | #VALUE! | #VALUE!
|  |  | 0.75 | #VALUE! | #VALUE! | #VALUE!
|  |  | 1 | #VALUE! | #VALUE! | #VALUE!
|  |  |  | #VALUE! | #VALUE!

## error reporting (hidden)
Errors
TRUE | Error 1: Please enter transformer efficiency in ITE Distribution Segment.
TRUE | Error 2: To calculate incentives, please completely fill out required inputs for both Mechanical Load Components and Electrical Loss Components on the '2 - Mechanical_Electrical Input' tab.
TRUE | Error 3: Please enter non-zero ITE Loads for all months in the proposed ramping schedule.

## List (hidden)
MLC | [5 empty] | Table 8.5 and 8.6 - with loss values |  |  |  |  | Table 8.5 and 8.6 - with efficiency values |  |  |  |  | Electrical Example inputs
Climate Zones | Max Annualized MLC >300 kW | Max Annualized MLC ≤300 kW |  | UPS Input Phases |  | Table 8.5 Maximum Design Electrical Loss Component (Design ELC) and ELC Segments Systems (IT Design Load <100 kW) a |  |  |  |  | Table 8.5 Maximum Design Electrical Loss Component (Design ELC) and ELC Segments Systems (IT Design Load <100 kW) a |  |  |  |  | Incoming Service Segment |  |  | UPS Segment |  |  | ITE Distribution Segment
4C | 0.14 | 0.24 |  | 1 |  | UPS Redundancy Configuration | Single-Feed UPS (N, N+1, etc.) or No UPS b |  | Active Dual-Feed UPS (2N, 2N+1, etc.) c |  | UPS Redundancy Configuration | Single-Feed UPS (N, N+1, etc.) or No UPS b |  | Active Dual-Feed UPS (2N, 2N+1, etc.) c |  | Low-Voltage Feeder | [5 empty] | UPS Feeder to PDU
5B | 0.14 | 0.23 |  | 3 |  | Calculation Percentage | 100% of IT design load segment ELC | 50% of IT design load segment ELC | 50% of IT design load segment ELC | 25% of IT design load segment ELC | Calculation Percentage | 100% of IT design load segment ELC | 50% of IT design load segment ELC | 50% of IT design load segment ELC | 25% of IT design load segment ELC | Volts In (Three-Phase) | 480 | V | UPS module size | 500 | kW | PDU Quanity | 2
[6 empty] | Segments of ELC and Overall ELC | Loss | Loss | Loss | Loss | Segments of ELC and Overall ELC | Loss / efficiency | Loss / efficiency | Loss / efficiency | Loss / efficiency | Feeder Length | 250 | ft | Quantity Base UPS Modules | 12 |  | Wire Length | 100 | ft
Project Type | [5 empty] | Incoming Electrical Service Segment | 15% | 11% | 11% | 10% | Incoming Electrical Service Segment | 15.0% / 85.0% | 11.0% / 89.0% | 11.0% / 89.0% | 10.0% / 90.0% | Wire Gage | 1750 | KcMil | Quantity Redundancy UPS Modules | 12 |  | Wire Gage | 350 | KcMil
Standalone Data Center | [5 empty] | UPS Segment | 8% | 10% | 10% | 13.5% | UPS Segment | 8.0% / 92.0% | 10.0% / 90.0% | 10.0% / 90.0% | 13.5% / 86.5% | Ohms/1000 @ 75C | 0.00756 |  | Additional UPS Loads | 10 | kW | Ohms/1000 @ 75C | 0.0382
Part of Facility | [5 empty] | ITE Distribution Segment | 6% | 4% | 4% | 3% | ITE Distribution Segment | 6.0% / 94.0% | 4.0% / 96.0% | 4.0% / 96.0% | 3.0% / 97.0% | End Power Requirement |  |  | Power Factor | 0.95 |  | PDU Loss
[6 empty] | Electrical Loss / Efficiency Total | 26.5% | 23.1% | 23.1% | 24.5% | Electrical Loss / Efficiency Total | 26.5% / 73.5% | 23.1% / 76.9% | 23.1% / 76.9% | 24.5% / 75.5% | Volts In | 4160 | V | Input Phases | 3 |  | Transformer Output | 208 | V
Project Phasing | [5 empty] | ELC | 0.265 | 0.231 | 0.231 | 0.245 | ELC | 0.265 | 0.231 | 0.231 | 0.245 | Medium-Voltage Feeder Input Power Requirement at Utility Service Point |  |  | Input Voltage | 480 | V | Transformer Efficiency | 97%
Scaled Build-Out | [5 empty] | a. Informative Note: Example calculations are shown in Informative Appendix C. b. Informative Note: These columns apply to electrical configurations resulting in a single output feed from the UPS irrespective of the number of UPS modules that may be paralleled prior to the output feed or the number of branches or subfeeders into which that output feeder may be divided. c. Informative Note: These columns apply to electrical configurations made up of two distinct and electrically separated UPS systems resulting in two distinct and elec- trically separate output feeds, either of which is capable of independently supporting the total design load. Systems that meet these criteria may be made up of any number of UPS modules that are paralleled prior to each output feed. Crossties and/or transfer switches downstream of the independent feeds shall not continually tie the two output sections together. |  |  |  |  | a. Informative Note: Example calculations are shown in Informative Appendix C. b. Informative Note: These columns apply to electrical configurations resulting in a single output feed from the UPS irrespective of the number of UPS modules that may be paralleled prior to the output feed or the number of branches or subfeeders into which that output feeder may be divided. c. Informative Note: These columns apply to electrical configurations made up of two distinct and electrically separated UPS systems resulting in two distinct and elec- trically separate output feeds, either of which is capable of independently supporting the total design load. Systems that meet these criteria may be made up of any number of UPS modules that are paralleled prior to each output feed. Crossties and/or transfer switches downstream of the independent feeds shall not continually tie the two output sections together. |  |  |  |  | Volts In | 4160 | V | Max Load | 700 | A | Branch Circuit to Cabinet
Modular Build-Out | [15 empty] | Length | 500 | ft | Efficiency @ 100% Load | 96% |  | Distribution Volts (single phase) | 208 | V
Full Build-Out | [5 empty] | Table 8.6 Maximum Design Electrical Loss Component (Design ELC) and ELC Segments Systems (IT Design Load  100 kW)a |  |  |  |  | Table 8.6 Maximum Design Electrical Loss Component (Design ELC) and ELC Segments Systems (IT Design Load  100 kW)a |  |  |  |  | Wire Gage | 2500 | KcMil | Efficiency @ 50% Load | 96.2% |  | Breaker Rating | 30 | A
[6 empty] | UPS Redundancy Configuration | Single-Feed UPS (N, N+1, etc.) or No UPSb |  | Active Dual-Feed UPS (2N, 2N+1, etc.)c |  | UPS Redundancy Configuration | Single-Feed UPS (N, N+1, etc.) or No UPSb |  | Active Dual-Feed UPS (2N, 2N+1, etc.)c |  | Ohms/1000 @ 75C | 0.0052 |  | Efficiency @ 25% Load | 95% |  | Wire Size | 10 | AWG
[6 empty] | Calculation Percentage | 100% of IT design load segment ELC | 50% of IT design load segment ELC | 50% of IT design load segment ELC | 25% of IT design load segment ELC | Calculation Percentage | 100% of IT design load segment ELC | 50% of IT design load segment ELC | 50% of IT design load segment ELC | 25% of IT design load segment ELC | [6 empty] | Wire Length | 50 | ft
[6 empty] | Segments of ELC and Overall ELC | Loss | Loss | Loss | Loss | Segments of ELC and Overall ELC | Loss / efficiency | Loss / efficiency | Loss / efficiency | Loss / efficiency | [6 empty] | Ohms/1000 @ 75C | 1.26
[6 empty] | Incoming Electrical Service Segment | 15% | 11% | 11% | 10% | Incoming Electrical Service Segment | 15.0% / 85.0% | 11.0% / 89.0% | 11.0% / 89.0% | 10.0% / 90.0%
[6 empty] | UPS Segment | 6.5% | 8% | 8% | 11% | UPS Segment | 6.5% / 93.5% | 8.0% / 92.0% | 8.0% / 92.0% | 11.0% / 89.0%
[6 empty] | ITE Distribution System | 5% | 4% | 4% | 3% | ITE Distribution System | 5.0% / 95.0% | 4.0% / 96.0% | 4.0% / 96.0% | 3.0% / 97.0%
[6 empty] | Electrical Loss / Efficiency Total | 24.5% | 18.9% | 18.9% | 22.3% | Electrical Loss / Efficiency Total | 24.5% / 75.5% | 18.9% / 81.1% | 18.9% / 81.1% | 22.3%/77.7%
[6 empty] | ELC | 0.245 | 0.189 | 0.189 | 0.223 | ELC | 0.245 | 0.189 | 0.189 | 0.223
[6 empty] | a. Informative Note: Example calculations are shown in Informative Appendix C. b. Informative Note: These columns apply to electrical configurations resulting in a single output feed from the UPS, irrespective of the number of UPS modules that may be paralleled prior to the output feed, or the number of branches or subfeeders into which that output feeder may be divided. c. Informative Note: These columns apply to electrical configurations made up of two distinct and electrically separated UPS systems resulting in two distinct and elec- trically separate output feeds, either of which is capable of independently supporting the total design load. Systems that meet these criteria may be made up of any number of UPS modules that are paralleled prior to each output feed. Crossties and/or transfer switches downstream of the independent feeds shall not continually tie the two output sections together. |  |  |  |  | a. Informative Note: Example calculations are shown in Informative Appendix C. b. Informative Note: These columns apply to electrical configurations resulting in a single output feed from the UPS, irrespective of the number of UPS modules that may be paralleled prior to the output feed, or the number of branches or subfeeders into which that output feeder may be divided. c. Informative Note: These columns apply to electrical configurations made up of two distinct and electrically separated UPS systems resulting in two distinct and elec- trically separate output feeds, either of which is capable of independently supporting the total design load. Systems that meet these criteria may be made up of any number of UPS modules that are paralleled prior to each output feed. Crossties and/or transfer switches downstream of the independent feeds shall not continually tie the two output sections together.
https://www.zipcodestogo.com/Oregon/
Zip Code | City | County | CZ |  | Oregon 5C Counties
97814 | Baker City | Baker | 5B |  | Baker | 5B
97819 | Bridgeport | Baker | 5B |  | Crook | 5B
97833 | Haines | Baker | 5B |  | Deschutes | 5B
97834 | Halfway | Baker | 5B |  | Gilliam | 5B
97837 | Hereford | Baker | 5B |  | Grant | 5B
97840 | Oxbow | Baker | 5B |  | Harney | 5B
97870 | Richland | Baker | 5B |  | Hood River | 5B
97877 | Sumpter | Baker | 5B |  | Jefferson | 5B
97884 | Unity | Baker | 5B |  | Klamath | 5B
97905 | Durkee | Baker | 5B |  | Lake | 5B
97907 | Huntington | Baker | 5B |  | Malheur | 5B
97324 | Alsea | Benton | 4C |  | Morrow | 5B
97326 | Blodgett | Benton | 4C |  | Sherman | 5B
97330 | Corvallis | Benton | 4C |  | Umatilla | 5B
97331 | Corvallis | Benton | 4C |  | Union | 5B
97333 | Corvallis | Benton | 4C |  | Wallowa | 5B
97339 | Corvallis | Benton | 4C |  | Wasco | 5B
97370 | Philomath | Benton | 4C |  | Wheeler | 5B
97456 | Monroe | Benton | 4C
97004 | Beavercreek | Clackamas | 4C
97009 | Boring | Clackamas | 4C
97011 | Brightwood | Clackamas | 4C
97013 | Canby | Clackamas | 4C
97015 | Clackamas | Clackamas | 4C
97017 | Colton | Clackamas | 4C
97022 | Eagle Creek | Clackamas | 4C
97023 | Estacada | Clackamas | 4C
97027 | Gladstone | Clackamas | 4C
97028 | Government Camp | Clackamas | 4C
97034 | Lake Oswego | Clackamas | 4C
97035 | Lake Oswego | Clackamas | 4C
97036 | Marylhurst | Clackamas | 4C
97038 | Molalla | Clackamas | 4C
97042 | Mulino | Clackamas | 4C
97045 | Oregon City | Clackamas | 4C
97049 | Rhododendron | Clackamas | 4C
97055 | Sandy | Clackamas | 4C
97067 | Welches | Clackamas | 4C
97068 | West Linn | Clackamas | 4C
97070 | Wilsonville | Clackamas | 4C
97086 | Happy Valley | Clackamas | 4C
97089 | Damascus | Clackamas | 4C
97222 | Portland | Clackamas | 4C
97267 | Portland | Clackamas | 4C
97268 | Portland | Clackamas | 4C
97269 | Portland | Clackamas | 4C
97102 | Arch Cape | Clatsop | 4C
97103 | Astoria | Clatsop | 4C
97110 | Cannon Beach | Clatsop | 4C
97121 | Hammond | Clatsop | 4C
97138 | Seaside | Clatsop | 4C
97145 | Surfcrest Market | Clatsop | 4C
97146 | Warrenton | Clatsop | 4C
97016 | Clatskanie | Columbia | 4C
97018 | Columbia City | Columbia | 4C
97048 | Rainier | Columbia | 4C
97051 | Saint Helens | Columbia | 4C
97053 | Warren | Columbia | 4C
97054 | Deer Island | Columbia | 4C
97056 | Scappoose | Columbia | 4C
97064 | Vernonia | Columbia | 4C
97407 | Allegany | Coos | 4C
97411 | Bandon | Coos | 4C
97414 | Broadbent | Coos | 4C
97420 | Coos Bay | Coos | 4C
97423 | Coquille | Coos | 4C
97449 | Lakeside | Coos | 4C
97458 | Myrtle Point | Coos | 4C
97459 | North Bend | Coos | 4C
97466 | Powers | Coos | 4C
97751 | Paulina | Crook | 5B
97752 | Post | Crook | 5B
97753 | Powell Butte | Crook | 5B
97754 | Prineville | Crook | 5B
97406 | Agness | Curry | 4C
97415 | Brookings | Curry | 4C
97444 | Gold Beach | Curry | 4C
97450 | Langlois | Curry | 4C
97464 | Ophir | Curry | 4C
97465 | Port Orford | Curry | 4C
97476 | Sixes | Curry | 4C
97491 | Wedderburn | Curry | 4C
97701 | Bend | Deschutes | 5B
97702 | Bend | Deschutes | 5B
97707 | Bend | Deschutes | 5B
97708 | Bend | Deschutes | 5B
97709 | Bend | Deschutes | 5B
97712 | Brothers | Deschutes | 5B
97739 | La Pine | Deschutes | 5B
97756 | Redmond | Deschutes | 5B
97759 | Sisters | Deschutes | 5B
97410 | Azalea | Douglas | 4C
97416 | Camas Valley | Douglas | 4C
97417 | Canyonville | Douglas | 4C
97428 | Curtin | Douglas | 4C
97429 | Days Creek | Douglas | 4C
97432 | Dillard | Douglas | 4C
97435 | Drain | Douglas | 4C
97436 | Elkton | Douglas | 4C
97441 | Gardiner | Douglas | 4C
97442 | Glendale | Douglas | 4C
97443 | Glide | Douglas | 4C
97447 | Idleyld Park | Douglas | 4C
97457 | Myrtle Creek | Douglas | 4C
97462 | Oakland | Douglas | 4C
97467 | Reedsport | Douglas | 4C
97469 | Riddle | Douglas | 4C
97470 | Roseburg | Douglas | 4C
97473 | Scottsburg | Douglas | 4C
97479 | Sutherlin | Douglas | 4C
97481 | Tenmile | Douglas | 4C
97484 | Tiller | Douglas | 4C
97486 | Umpqua | Douglas | 4C
97494 | Wilbur | Douglas | 4C
97495 | Winchester | Douglas | 4C
97496 | Winston | Douglas | 4C
97499 | Yoncalla | Douglas | 4C
97812 | Arlington | Gilliam | 5B
97823 | Condon | Gilliam | 5B
97861 | Mikkalo | Gilliam | 5B
97817 | Bates | Grant | 5B
97820 | Canyon City | Grant | 5B
97825 | Dayville | Grant | 5B
97845 | John Day | Grant | 5B
97848 | Kimberly | Grant | 5B
97856 | Long Creek | Grant | 5B
97864 | Monument | Grant | 5B
97865 | Mount Vernon | Grant | 5B
97869 | Prairie City | Grant | 5B
97873 | Seneca | Grant | 5B
97710 | Fields | Harney | 5B
97720 | Burns | Harney | 5B
97721 | Princeton | Harney | 5B
97722 | Diamond | Harney | 5B
97732 | Crane | Harney | 5B
97736 | Frenchglen | Harney | 5B
97738 | Hines | Harney | 5B
97758 | Riley | Harney | 5B
97904 | Drewsey | Harney | 5B
97014 | Cascade Locks | Hood River | 5B
97031 | Hood River | Hood River | 5B
97041 | Mount Hood Parkdale | Hood River | 5B
97044 | Odell | Hood River | 5B
97501 | Medford | Jackson | 4C
97502 | Central Point | Jackson | 4C
97503 | White City | Jackson | 4C
97504 | Medford | Jackson | 4C
97520 | Ashland | Jackson | 4C
97522 | Butte Falls | Jackson | 4C
97524 | Eagle Point | Jackson | 4C
97525 | Gold Hill | Jackson | 4C
97530 | Jacksonville | Jackson | 4C
97535 | Phoenix | Jackson | 4C
97536 | Prospect | Jackson | 4C
97537 | Rogue River | Jackson | 4C
97539 | Shady Cove | Jackson | 4C
97540 | Talent | Jackson | 4C
97541 | Trail | Jackson | 4C
97711 | Ashwood | Jefferson | 5B
97730 | Camp Sherman | Jefferson | 5B
97734 | Culver | Jefferson | 5B
97741 | Madras | Jefferson | 5B
97760 | Terrebonne | Jefferson | 5B
97761 | Warm Springs | Jefferson | 5B
97497 | Wolf Creek | Josephine | 4C
97523 | Cave Junction | Josephine | 4C
97526 | Grants Pass | Josephine | 4C
97527 | Grants Pass | Josephine | 4C
97528 | Grants Pass | Josephine | 4C
97531 | Kerby | Josephine | 4C
97532 | Merlin | Josephine | 4C
97533 | Murphy | Josephine | 4C
97534 | O Brien | Josephine | 4C
97538 | Selma | Josephine | 4C
97543 | Wilderville Store | Josephine | 4C
97544 | Williams | Josephine | 4C
97425 | Crescent Lake | Klamath | 5B
97601 | Klamath Falls | Klamath | 5B
97602 | Klamath Falls | Klamath | 5B
97603 | Klamath Falls | Klamath | 5B
97604 | Crater Lake | Klamath | 5B
97621 | Beatty | Klamath | 5B
97622 | Bly | Klamath | 5B
97623 | Bonanza | Klamath | 5B
97624 | Chiloquin | Klamath | 5B
97625 | Dairy | Klamath | 5B
97626 | Fort Klamath | Klamath | 5B
97627 | Keno | Klamath | 5B
97632 | Malin | Klamath | 5B
97633 | Merrill | Klamath | 5B
97634 | Midland | Klamath | 5B
97639 | Sprague River | Klamath | 5B
97731 | Chemult | Klamath | 5B
97733 | Crescent | Klamath | 5B
97737 | Gilchrist | Klamath | 5B
97620 | Adel | Lake | 5B
97630 | Lakeview | Lake | 5B
97635 | New Pine Creek | Lake | 5B
97636 | Paisley | Lake | 5B
97637 | Plush | Lake | 5B
97638 | Silver Lake | Lake | 5B
97640 | Summer Lake | Lake | 5B
97641 | Christmas Valley | Lake | 5B
97735 | Fort Rock | Lake | 5B
97401 | Eugene | Lane | 4C
97402 | Eugene | Lane | 4C
97403 | Eugene | Lane | 4C
97404 | Eugene | Lane | 4C
97405 | Eugene | Lane | 4C
97408 | Eugene | Lane | 4C
97409 | Alvadore | Lane | 4C
97412 | Blachly | Lane | 4C
97413 | Blue River | Lane | 4C
97419 | Cheshire | Lane | 4C
97424 | Cottage Grove | Lane | 4C
97426 | Creswell | Lane | 4C
97427 | Culp Creek | Lane | 4C
97430 | Deadwood | Lane | 4C
97431 | Dexter | Lane | 4C
97434 | Dorena | Lane | 4C
97437 | Elmira | Lane | 4C
97438 | Little Fall Creek Store | Lane | 4C
97439 | Florence | Lane | 4C
97440 | Eugene | Lane | 4C
97448 | Junction City | Lane | 4C
97451 | Lorane | Lane | 4C
97452 | Lowell | Lane | 4C
97453 | Mapleton | Lane | 4C
97454 | Marcola | Lane | 4C
97455 | Pleasant Hill | Lane | 4C
97461 | Noti | Lane | 4C
97463 | Oakridge | Lane | 4C
97472 | Saginaw Market | Lane | 4C
97477 | Springfield | Lane | 4C
97478 | Springfield | Lane | 4C
97480 | Swisshome | Lane | 4C
97482 | Thurston | Lane | 4C
97487 | Veneta | Lane | 4C
97488 | Vida | Lane | 4C
97489 | Walterville | Lane | 4C
97490 | Walton | Lane | 4C
97492 | Westfir | Lane | 4C
97493 | Westlake | Lane | 4C
97341 | Depoe Bay | Lincoln | 4C
97343 | Eddyville | Lincoln | 4C
97357 | Logsden Country Store | Lincoln | 4C
97364 | Neotsu | Lincoln | 4C
97365 | Newport | Lincoln | 4C
97366 | South Beach | Lincoln | 4C
97367 | Lincoln City | Lincoln | 4C
97368 | Otis | Lincoln | 4C
97369 | Otter Rock | Lincoln | 4C
97372 | Rose Lodge | Lincoln | 4C
97376 | Seal Rock | Lincoln | 4C
97380 | Siletz | Lincoln | 4C
97388 | Gleneden Beach | Lincoln | 4C
97390 | Tidewater | Lincoln | 4C
97391 | Toledo | Lincoln | 4C
97394 | Waldport | Lincoln | 4C
97498 | Yachats | Lincoln | 4C
97321 | Albany | Linn | 4C
97322 | Albany | Linn | 4C
97327 | Brownsville | Linn | 4C
97329 | Cascadia | Linn | 4C
97335 | Crabtree | Linn | 4C
97336 | Crawfordsville | Linn | 4C
97345 | Foster | Linn | 4C
97348 | Halsey | Linn | 4C
97355 | Lebanon | Linn | 4C
97358 | Lyons | Linn | 4C
97360 | Mill City | Linn | 4C
97374 | Scio | Linn | 4C
97377 | Shedd | Linn | 4C
97386 | Sweet Home | Linn | 4C
97389 | Tangent | Linn | 4C
97446 | Harrisburg | Linn | 4C
97901 | Adrian | Malheur | 5B
97902 | Arock | Malheur | 5B
97903 | Frontier Market | Malheur | 5B
97906 | Harper | Malheur | 5B
97908 | Ironside | Malheur | 5B
97909 | Jamieson | Malheur | 5B
97910 | Jordan Valley | Malheur | 5B
97911 | Juntura | Malheur | 5B
97913 | Nyssa | Malheur | 5B
97914 | Ontario | Malheur | 5B
97917 | Riverside | Malheur | 5B
97918 | Vale | Malheur | 5B
97920 | Westfall | Malheur | 5B
97002 | Aurora | Marion | 4C
97020 | Donald | Marion | 4C
97026 | Gervais | Marion | 4C
97032 | Hubbard | Marion | 4C
97071 | Woodburn | Marion | 4C
97137 | Saint Paul | Marion | 4C
97301 | Salem | Marion | 4C
97302 | Salem | Marion | 4C
97303 | Salem | Marion | 4C
97305 | Salem | Marion | 4C
97306 | Salem | Marion | 4C
97307 | Keizer | Marion | 4C
97308 | Salem | Marion | 4C
97309 | Salem | Marion | 4C
97310 | Salem | Marion | 4C
97311 | Salem | Marion | 4C
97312 | Salem | Marion | 4C
97313 | Salem | Marion | 4C
97314 | Salem | Marion | 4C
97317 | Salem | Marion | 4C
97325 | Aumsville | Marion | 4C
97342 | Detroit | Marion | 4C
97346 | Gates | Marion | 4C
97350 | Idanha | Marion | 4C
97352 | Jefferson | Marion | 4C
97362 | Mount Angel | Marion | 4C
97373 | Saint Benedict | Marion | 4C
97375 | Scotts Mills | Marion | 4C
97381 | Silverton | Marion | 4C
97383 | Stayton | Marion | 4C
97384 | Mehama True Value Hardware | Marion | 4C
97385 | Sublimity | Marion | 4C
97392 | Turner | Marion | 4C
97818 | Boardman | Morrow | 4C
97836 | Heppner | Morrow | 4C
97839 | Lexington Mini Market | Morrow | 4C
97843 | Ione | Morrow | 4C
97844 | Irrigon | Morrow | 4C
97010 | Bridal Veil | Multnomah | 4C
97019 | Corbett | Multnomah | 4C
97024 | Fairview | Multnomah | 4C
97030 | Gresham | Multnomah | 4C
97060 | Troutdale | Multnomah | 4C
97080 | Gresham | Multnomah | 4C
97201 | Portland | Multnomah | 4C
97202 | Portland | Multnomah | 4C
97203 | Portland | Multnomah | 4C
97204 | Portland | Multnomah | 4C
97205 | Portland | Multnomah | 4C
97206 | Portland | Multnomah | 4C
97207 | Portland | Multnomah | 4C
97208 | Portland | Multnomah | 4C
97209 | Portland | Multnomah | 4C
97210 | Portland | Multnomah | 4C
97211 | Portland | Multnomah | 4C
97212 | Portland | Multnomah | 4C
97213 | Portland | Multnomah | 4C
97214 | Portland | Multnomah | 4C
97215 | Portland | Multnomah | 4C
97216 | Portland | Multnomah | 4C
97217 | Portland | Multnomah | 4C
97218 | Portland | Multnomah | 4C
97219 | Portland | Multnomah | 4C
97220 | Portland | Multnomah | 4C
97221 | Portland | Multnomah | 4C
97227 | Portland | Multnomah | 4C
97228 | Portland | Multnomah | 4C
97230 | Portland | Multnomah | 4C
97231 | Portland | Multnomah | 4C
97232 | Portland | Multnomah | 4C
97233 | Portland | Multnomah | 4C
97236 | Portland | Multnomah | 4C
97238 | Portland | Multnomah | 4C
97239 | Portland | Multnomah | 4C
97240 | Portland | Multnomah | 4C
97242 | Portland | Multnomah | 4C
97251 | Portland | Multnomah | 4C
97253 | Portland | Multnomah | 4C
97254 | Portland | Multnomah | 4C
97255 | Portland | Multnomah | 4C
97256 | Portland | Multnomah | 4C
97258 | Portland | Multnomah | 4C
97259 | Portland | Multnomah | 4C
97266 | Portland | Multnomah | 4C
97271 | Portland | Multnomah | 4C
97272 | Portland | Multnomah | 4C
97280 | Portland | Multnomah | 4C
97282 | Portland | Multnomah | 4C
97283 | Portland | Multnomah | 4C
97286 | Portland | Multnomah | 4C
97290 | Portland | Multnomah | 4C
97292 | Portland | Multnomah | 4C
97293 | Portland | Multnomah | 4C
97294 | Portland | Multnomah | 4C
97296 | Portland | Multnomah | 4C
97299 | Portland | Multnomah | 4C
97304 | Salem | Polk | 4C
97338 | Dallas | Polk | 4C
97344 | Falls City | Polk | 4C
97347 | Grand Ronde | Polk | 4C
97351 | Independence | Polk | 4C
97361 | Monmouth | Polk | 4C
97371 | Rickreall | Polk | 4C
97029 | Grass Valley | Sherman | 4C
97033 | Kent | Sherman | 4C
97039 | Moro | Sherman | 4C
97050 | Rufus | Sherman | 4C
97065 | Wasco | Sherman | 4C
97107 | Bay City | Tillamook | 4C
97108 | Beaver | Tillamook | 4C
97112 | Cloverdale | Tillamook | 4C
97118 | Garibaldi | Tillamook | 4C
97122 | Hebo | Tillamook | 4C
97130 | Manzanita | Tillamook | 4C
97131 | Nehalem | Tillamook | 4C
97134 | Oceanside | Tillamook | 4C
97135 | Pacific City | Tillamook | 4C
97136 | Rockaway Beach | Tillamook | 4C
97141 | Tillamook | Tillamook | 4C
97143 | Netarts | Tillamook | 4C
97147 | Wheeler | Tillamook | 4C
97149 | Neskowin | Tillamook | 4C
97801 | Pendleton | Umatilla | 4C
97810 | Adams | Umatilla | 4C
97813 | Athena | Umatilla | 4C
97826 | Echo | Umatilla | 4C
97835 | Helix | Umatilla | 4C
97838 | Hermiston | Umatilla | 4C
97859 | Or Trail Deli & Store | Umatilla | 4C
97862 | Milton Freewater | Umatilla | 4C
97868 | Pilot Rock | Umatilla | 4C
97875 | Stanfield | Umatilla | 4C
97880 | Ukiah | Umatilla | 4C
97882 | Umatilla | Umatilla | 4C
97886 | Weston | Umatilla | 4C
97824 | Cove | Union | 4C
97827 | Elgin | Union | 4C
97841 | Imbler | Union | 4C
97850 | La Grande | Union | 4C
97867 | North Powder | Union | 4C
97876 | Summerville Store | Union | 4C
97883 | Union | Union | 4C
97828 | Enterprise | Wallowa | 4C
97842 | Imnaha | Wallowa | 4C
97846 | Joseph | Wallowa | 4C
97857 | Lostine | Wallowa | 4C
97885 | Wallowa | Wallowa | 4C
97001 | Antelope | Wasco | 4C
97021 | Dufur | Wasco | 4C
97037 | Maupin | Wasco | 4C
97040 | Mosier | Wasco | 4C
97057 | Shaniko | Wasco | 4C
97058 | The Dalles | Wasco | 4C
97063 | Tygh Valley | Wasco | 4C
97005 | Beaverton | Washington | 4C
97006 | Beaverton | Washington | 4C
97007 | Beaverton | Washington | 4C
97008 | Beaverton | Washington | 4C
97062 | Tualatin | Washington | 4C
97075 | Beaverton | Washington | 4C
97076 | Beaverton | Washington | 4C
97077 | Beaverton | Washington | 4C
97078 | Beaverton | Washington | 4C
97106 | Banks | Washington | 4C
97109 | Buxton | Washington | 4C
97113 | Cornelius | Washington | 4C
97116 | Forest Grove | Washington | 4C
97117 | Gales Creek Country Store | Washington | 4C
97119 | Gaston | Washington | 4C
97123 | Hillsboro | Washington | 4C
97124 | Hillsboro | Washington | 4C
97125 | Manning | Washington | 4C
97133 | North Plains | Washington | 4C
97140 | Sherwood | Washington | 4C
97144 | Timber | Washington | 4C
97223 | Portland | Washington | 4C
97224 | Portland | Washington | 4C
97225 | Portland | Washington | 4C
97229 | Portland | Washington | 4C
97281 | Portland | Washington | 4C
97291 | Portland | Washington | 4C
97298 | Portland | Washington | 4C
97750 | Mitchell | Wheeler | 4C
97830 | Fossil | Wheeler | 4C
97874 | Spray | Wheeler | 4C
97101 | Amity | Yamhill | 4C
97111 | Carlton | Yamhill | 4C
97114 | Dayton | Yamhill | 4C
97115 | Dundee | Yamhill | 4C
97127 | Lafayette | Yamhill | 4C
97128 | Mcminnville | Yamhill | 4C
97132 | Newberg | Yamhill | 4C
97148 | Yamhill | Yamhill | 4C
97378 | Sheridan | Yamhill | 4C
97396 | Willamina | Yamhill | 4C
Note on B24: Phil Jordan: Better source for this?

## N+1 (hidden)
Summary of Results - Electrical System
ASHRAE 90.4-2019 Calculation: |  |  | ELC @ 50% UPS capacity | 0.14485
UPS Type | Active Dual-Feed UPS |  | ELC @ 100% UPS capacity | 0.11485
Data Center Design ITE Load | 390 | kW
Maximum Design Electrical Loss Component
C-10a ELC Calculation 100% UPS Operational Design Load | [7 empty] | Table 8.5 Maximum ELC (IT Design Load <100 kW)
Efficiency Segments | Segment in, kVA | Segment out, kVA | Segment Loss, kVA | Segment Efficiency, % | Segment Loss, % | Segment Loss Component |  | UPS Redundancy Configuration | Single-Feed UPS |  | Active Dual-Feed UPS
Incoming Service Segment | 478.8259 | 462.963 | 15.8629 | 96.69% | 3.313% | 0.033129 |  |  | 100% ITE | 50% ITE | 50% ITE | 25% ITE
UPS Segment | 462.963 | 444.4444 | 18.5185 | 96% | 4% | 0.04 |  | Segments of ELC and Overall ELC | Efficency | Efficency | Efficency | Efficency
ITE Distribution Segment |  |  | 7.7478 | 95.83% | 4.172% | 0.041719 |  | Incoming Electrical Service Segment | 85% | 89% | 89% | 90%
Electrical Loss Component (ELC) | [5 empty] | 0.11485 |  | UPS Segment | 92% | 90% | 90% | 86.5%
ELC Calculation 50% UPS Operational Design Load | [7 empty] | ITE Distribution Segment | 94% | 96% | 96% | 97%
Efficiency Segments | Segment in, kVA | Segment out, kVA | Segment Loss, kVA | Segment Efficiency, % | Segment Loss, % | Segment Loss Component |  | Efficiency Total | 73.5% | 76.9% | 76.9% | 75.5%
Incoming Service Segment | 239.4129 | 231.4815 | 7.9314 | 96.69% | 3.313% | 0.033129 |  | ELC | 0.265 | 0.231 | 0.231 | 0.245
UPS Segment | 238.9486 | 222.2222 | 16.7264 | 93% | 7% | 0.07
ITE Distribution Segment |  |  | 3.8739 | 95.83% | 4.172% | 0.041719 |  | Table 8.6 Maximum ELC (IT Design Load >=100 kW)
Electrical Loss Component (ELC) | [5 empty] | 0.14485 |  | UPS Redundancy Configuration | Single-Feed UPS |  | Active Dual-Feed UPS
[9 empty] | 100% ITE | 50% ITE | 50% ITE | 25% ITE
C-1 Calculation of UPS Segment of ELC |  | N+1 | [5 empty] | Segments of ELC and Overall ELC | Efficency | Efficency | Efficency | Efficency
UPS module size | a | 50 | kW |  |  |  |  | Incoming Electrical Service Segment | 85% | 89% | 89% | 90%
Quantity Base UPS Modules | b | 9 | [5 empty] | UPS Segment | 93.5% | 92% | 92% | 89%
Quantity Redundancy UPS Modules | c | 1 | N+1 |  |  |  |  | ITE Distribution Segment | 95% | 96% | 96% | 97%
UPS Design Capacity | d | 450 | kW |  |  |  |  | Efficiency Total | 75.5% | 81.1% | 81.1% | 77.7%
Redundancy Capacity | e | 50 | kW |  |  |  |  | ELC | 0.245 | 0.189 | 0.189 | 0.223
Total Capacity | f | 500 | kW
ITE Design Load | g | 390 | kW
Additional UPS Loads | h | 10 | kW |  |  |  |  | Datacenter Ramp-Up 2 years Operational UPS Design Load |  |  | % Load | kW
UPS Operational Design Load | i | 400 | kW |  |  |  |  | Month | kW |  | 25% Load | 600
UPS Power Factor | j | 0.9 | [5 empty] | 1 | 100 |  | 50% Load | 1200
UPS Input Phases |  | 3 | [5 empty] | 2 | 200 |  | 75% Load | 1800
UPS Input Voltage |  | 480 | V |  |  |  |  | 3 | 300 |  | 100% Load | 2400
UPS Max Load |  | 700 | A |  |  |  |  | 4 | 400
100% UPS Design Load | k | 80% | % |  |  |  |  | 5 | 500 |  | Baseline UPS Segment Power Cals
Efficiency @ 100% Load | l | 96% | % | Not baseline |  |  |  | 6 | 600 |  | Baseline UPS Efficiency at 25% Load |  | 89%
UPS 100% Load Input | m | 462.963 | kVA |  |  |  |  | 7 | 700 |  | Baseline UPS Efficiency at 50% Load |  | 92%
UPS 100% Load Output | n | 444.4444 | kVA |  |  |  |  | 8 | 800
50% UPS Design Load | o | 40% | % |  |  |  |  | 9 | 900
Efficiency @ 50% Load | p | 93% | % | Not baseline |  |  |  | 10 | 1000
UPS 50% Load Input | q | 238.9486 | kVA |  |  |  |  | 11 | 1100
UPS 50% Load Output | r | 222.2222 | kVA |  |  |  |  | 12 | 1200
UPS Maximum Load kVA | s | 555.5556 | kVA |  |  |  |  | 13 | 1300
[8 empty] | 14 | 1400
C-2 Incoming Service Segment of ELEC based on circuit losses @ 100% Design Load - Low-Voltage Feeder Input Power Requirement | [7 empty] | 15 | 1500
Volts In (Three-Phase) | a1 | 480 | V |  |  |  |  | 16 | 1600
Current | b | 557.518 | A |  |  |  |  | 17 | 1700
Input Power | c | 463.963 | kVA |  |  |  |  | 18 | 1800
Feeder Length | d | 250 | ft |  |  |  |  | 19 | 1900
Wire Gage | e | 1750 | KcMil |  |  |  |  | 20 | 2000
Ohms/1000 | f | 0.00756 | 75C |  |  |  |  | 21 | 2100
Wire Resistance | g | 0.00189 | Ohms |  |  |  |  | 22 | 2200
Loss | h | 1.0537 | V |  |  |  |  | 23 | 2300
End | i | 478.9463 | V |  |  |  |  | 24 | 2400
Voltage Loss | j | 0.2195% | %
End Power | k | 462.963 | kVA
Power Loss | l | 1.0163 | kVA
Power Loss | m | 0.219% | %
Segment Efficiency | n1 | 99.78% | %
C-3 Incoming Electrical Service Segment Based on Circuit Losses @ 100% Design Load - End Power Requirement
Volts In | a2 | 4160 | V
Current | b | 64.468 | A
Input Power | c | 478.8059 | kVA
Transformer Efficiency | e | 96.9% | %
Transformer Loss | f | 3.1% | %
Transformer Voltage Ratio | g | 8.6667
End Volts | i | 480 | V
End Power | h | 463.963 | kVA
Power Loss | i | 14.843 | kVA
Power Loss | m | 3.1% | %
Segment Efficiency | n2 | 96.9% | %
C-4 Incoming Electrical Service Segment of ELC Based on Circuit Losses at 100% Design Load - Medium-Voltage Feeder Input Power Requirement at Utility Service Point
Volts In | a3 | 4160 | V
Current | b | 66.5304 | A
Input Power | c | 478.8259 | kVA
Length | d | 500 | ft
Wire Gage | e | 2500 | KcMil
Ohms/1000 75C | f | 0.0052 | Ohms/1000
Resist Oms | g | 0.0026 | Ohms
Loss | h | 0.17298 | V
End | i | 4159.827 | V
Voltage Loss | j | 0.4158% | %
End Power | k | 478.8059 | kVA
Power Loss | l | 0.019909 | kVA
Power Loss | m | 0.004158% | %
Segment Efficiency | n3 | 100% | %
C-5 Incoming Electrical Service Segment Losses and Efficiencies
Calculation at 50% Load
Input Power | d | 239.4129 | kVA
End Power | e | 231.4815 | kVA
Power Loss | f | 7.9314 | kVA
Total Power Loss | g | 3.313% | %
Segment Efficiency | h | 96.69% | %
Calculation at 100% Load
Input Power | o | 478.8259 | kVA
End Power | p | 462.963 | kVA
Power Loss | q | 15.8629 | kVA
Total Power Loss | r | 3.313% | %
Segment Efficiency | s | 96.69% | %
C-6 ITE Distribution Segment Losses - Worst-Case UPS Feeder to PDU
Wire to PDU
PDU Input | a | 444.4444 | kVA
PDU Quantity | b | 2
PDU Size | c | 250 | kVA
PDU Actual | d | 222.2222 | kVA
PDU Volts In | e | 480 | V
PDU Input (3Φ A) | f | 267.6086 | A
Wire Length | g | 100 | ft
Wire Gage | h | 350 | KcMil
Ohms/1000 | i | 0.0382 | 75C
Wire Resistance | j | 0.00382 | Ohms
Loss | k | 1.8336 | V
Feeder Output | l | 478.1664 | V
Feeder Output | m | 221.3733 | kVA
Power Loss | n1 | 0.84889 | kVA
Power Loss | o | 0.382% | %
Segment Efficiency | p1 | 99.62% | %
C-7 ITE Distribution Segment Losses - Worst-Case PDU Loss
Transformer
Transformer Rating | a | 250 | kVA
Transformer Input | b | 221.3733 | kVA
Transformer Input | c | 478.1664 | V
Transformer Output | d | 208 | V
Transformer Efficiency | e | 96.9% | %
Transformer Loss | k | 3.1% | %
Transformer Output | m | 214.5108 | kVA
Power Loss | n2 | 6.8626 | kVA
Power Loss | o | 3.1% | %
Segment Efficiency | p2 | 96.9% | %
C-8 ITE Distribution Segment Losses - Worst-Case Branch Circuit to Cabinet
Distribution Wire
Distribution Volts (Single Phase) | a | 208 | V
Breaker Rating | b | 30 | A
Maximum Current | c | 24 | A
Maximum Power | d | 4.992 | kVA
Wire Size | e | 10 | AWG
Wire Length | f | 50 | ft
Ohms/1000 @ 75C | g | 1.26 | Ohms/1000
Wire Resistance | h | 0.063 | Ohms
Loss | i | 1.512 | V
End | j | 206.488 | V
Efficiency | k | 99.27% | %
Loss | l | 0.7269% | %
End Power | m | 4.9557 | kVA
Power Loss | n3 | 0.036288 | kVA
Power Loss | o | 0.7269% | %
Segment Efficiency | p3 | 99.27% | %
C-9 ITE Distribution Segment Losses and Efficiencies
| Calculation at 50% Load |  |  |  |  | Calculation at 100% Load
| Input Power (kVA) | End Power (kVA) | Power Loss (kVA) | Total Power Loss (%) | Segment Efficiency (%) | Input Power (kVA) | End Power (kVA) | Power Loss (kVA) | Total Power Loss (%) | Segment Efficiency (%)
Wire to PDU | 111.1111 | 110.6867 | 0.42444 | 0.382% | 99.62% | 222.2222 | 221.3733 | 0.84889 | 0.382% | 99.62%
Transformer | 110.6867 | 107.2554 | 3.4313 | 3.1% | 96.9% | 221.3733 | 214.5108 | 6.8626 | 3.1% | 96.9%
Distribution Wire | 2.496 | 2.4779 | 0.018144 | 0.7269% | 99.27% | 4.992 | 4.9557 | 0.036288 | 0.7269% | 99.27%
Distribution Efficiency | 224.2938 |  | 3.8739 | 4.172% | 95.83% |  |  | 7.7478 | 4.172% | 95.83%
| f | g | h | i | j | l | m | n | o | p